## General Summary
GENERAL SUMMARY
DIVISION NO. | DESCRIPTION | TOTAL DIV. COST
1000 | General Requirments | 54000
22000 | Plumbing | 539602.9136
| TOTAL COST | 593602.9136
TOTAL COST |  |  | 593602.9136
CONTIGENCIES |  | 5% | 29680.1457
OVERHEAD AND PROFIT |  | 10% | 59360.2914
TAX |  | 10.5% | 62328.3059
PERFORMANCE AND PAYMENT BONDS |  | 1.5% | 8904.0437
TOTAL BASEBID |  | 753875.7002
GENERAL SUMMARY
DIVISION NO. | DESCRIPTION | TOTAL DIV. COST
1000 | General Requirments | 54000
22000 | Plumbing | 470944.5227
| TOTAL COST | 524944.5227
TOTAL COST |  |  | 524944.5227
CONTIGENCIES |  | 5% | 26247.2261
OVERHEAD AND PROFIT |  | 10% | 52494.4523
TAX |  | 10.5% | 55119.1749
PERFORMANCE AND PAYMENT BONDS |  | 1.5% | 7874.1678
TOTAL ALTERNATE BID |  | 666679.5438

## Base Bid
DETAILED BREAKDOWN OF ITEMS
ABC | [7 empty] | XYZ
S# | Dwg. | CSI NO | DESCRIPTION | QTY. | UNIT | WASTAGE | QTY. W/ WASTAGE | UNIT MATERIAL COST | TOTAL MATERIAL COST | UNIT LABOR HOUR | TOTAL LABOR HOUR | LABOR WAGE/ HOUR | UNIT LABOR COST | TOTAL LABOR COST | UNIT COST (Labor + Material) | TOTAL COST | TRADE TOTAL
|  | 1 | DIVISION 01-GENERAL REQUIREMENTS
1 |  |  | Permits | 1 | LS | 0% | 1 | 0 | 0 | 0 | 0 | 0 | 0 | 0 | 0 | 54000
2 |  |  | Supervision and Coordination | 1 | LS | 0% | 1 | 0 | 0 | 0 | 0 | 0 | 0 | 0 | 0
3 |  |  | Submittals and Shop drawings | 1 | LS | 0% | 1 | 0 | 0 | 0 | 0 | 0 | 0 | 0 | 0
4 |  |  | Final Cleaning | 1 | LS | 0% | 1 | 0 | 0 | 0 | 0 | 0 | 0 | 0 | 0
5 |  |  | Mobilization Costs | 1 | LS | 0% | 1 | 0 | 0 | 0 | 0 | 0 | 0 | 0 | 0
6 |  |  | Temporary Control & Facilities | 1 | LS | 0% | 1 | 0 | 0 | 0 | 0 | 0 | 0 | 0 | 0
7 |  |  | Scaffolding | 1 | LS | 0% | 1 | 0 | 0 | 0 | 0 | 0 | 0 | 0 | 0
|  |  | SUBTOTAL | [13 empty] | 54000
|  | 22 | DIVISION 22- PLUMBING
GAS PIPES
SCHEDULE 40 BLACK STEEL PIPE ASTM A53, W/ FITTINGS ASME B16.3 W/ WEATHER PROOF COAT
8 |  |  | 3/4" Dia Gas Pipe | 64.85 | LF | 5% | 68.0925 | 3 | 204.2775 | 0.105 | 7.1497 | 57.65 | 6.0533 | 412.1809 | 9.0533 | 616.4584
9 |  |  | 1" Dia Gas Pipe | 145.27 | LF | 5% | 152.5335 | 4.016 | 612.5745 | 0.125 | 19.0667 | 57.65 | 7.2062 | 1099.1945 | 11.2223 | 1711.7691
10 |  |  | 1-1/4" Dia Gas Pipe | 341.28 | LF | 5% | 358.344 | 5.02 | 1798.8869 | 0.18 | 64.5019 | 57.65 | 10.377 | 3718.5357 | 15.397 | 5517.4226
11 |  |  | 1-1/2" Dia Gas Pipe | 29.58 | LF | 5% | 31.059 | 5.86 | 182.0057 | 0.2 | 6.2118 | 57.65 | 11.53 | 358.1103 | 17.39 | 540.116
12 |  |  | 2" Dia Gas Pipe | 224.28 | LF | 5% | 235.494 | 7.25 | 1707.3315 | 0.262 | 61.6994 | 57.65 | 15.1043 | 3556.972 | 22.3543 | 5264.3035
13 |  |  | 2-1/2" Dia Gas Pipe | 111.67 | LF | 5% | 117.2535 | 15.11 | 1771.7004 | 0.32 | 37.5211 | 57.65 | 18.448 | 2163.0926 | 33.558 | 3934.793
14 |  |  | 3" Dia Gas Pipe | 193.04 | LF | 5% | 202.692 | 21.615 | 4381.1876 | 0.365 | 73.9826 | 57.65 | 21.0422 | 4265.0957 | 42.6572 | 8646.2833
15 |  |  | 4" Dia Gas Pipe | 66.58 | LF | 5% | 69.909 | 28.82 | 2014.7774 | 0.444 | 31.0396 | 57.65 | 25.5966 | 1789.4327 | 54.4166 | 3804.2101
FITTINGS
16 |  |  | 3/4" Dia Gas Pipe 90 Deg Elbow | 5 | EA | 0% | 5 | 4.59 | 22.95 | 0.55 | 2.75 | 57.65 | 31.7075 | 158.5375 | 36.2975 | 181.4875
17 |  |  | 1" Dia Gas Pipe 90 Deg Elbow | 12 | EA | 0% | 12 | 8.5 | 102 | 0.56 | 6.72 | 57.65 | 32.284 | 387.408 | 40.784 | 489.408
18 |  |  | 1-1/4" Dia Gas Pipe 90 Deg Elbow | 25 | EA | 0% | 25 | 9.1 | 227.5 | 0.57 | 14.25 | 57.65 | 32.8605 | 821.5125 | 41.9605 | 1049.0125
19 |  |  | 1-1/2" Dia Gas Pipe 90 Deg Elbow | 1 | EA | 0% | 1 | 12.1 | 12.1 | 0.58 | 0.58 | 57.65 | 33.437 | 33.437 | 45.537 | 45.537
20 |  |  | 2" Dia Gas Pipe 90 Deg Elbow | 5 | EA | 0% | 5 | 15.2 | 76 | 0.59 | 2.95 | 57.65 | 34.0135 | 170.0675 | 49.2135 | 246.0675
21 |  |  | 2-1/2" Dia Gas Pipe 90 Deg Elbow | 4 | EA | 0% | 4 | 22.5 | 90 | 0.6 | 2.4 | 57.65 | 34.59 | 138.36 | 57.09 | 228.36
22 |  |  | 3" Dia Gas Pipe 90 Deg Elbow | 2 | EA | 0% | 2 | 32.53 | 65.06 | 0.61 | 1.22 | 57.65 | 35.1665 | 70.333 | 67.6965 | 135.393
23 |  |  | 3/4" Dia Gas Pipe Tee | 2 | EA | 0% | 2 | 6.45 | 12.9 | 0.65 | 1.3 | 57.65 | 37.4725 | 74.945 | 43.9225 | 87.845
24 |  |  | 1" Dia Gas Pipe Tee | 4 | EA | 0% | 4 | 12.5 | 50 | 0.67 | 2.68 | 57.65 | 38.6255 | 154.502 | 51.1255 | 204.502
25 |  |  | 1-1/4" / 1" Dia Gas Pipe Tee | 1 | EA | 0% | 1 | 18.25 | 18.25 | 0.68 | 0.68 | 57.65 | 39.202 | 39.202 | 57.452 | 57.452
26 |  |  | 1-1/4" Dia Gas Pipe Tee | 7 | EA | 0% | 7 | 25.5 | 178.5 | 0.69 | 4.83 | 57.65 | 39.7785 | 278.4495 | 65.2785 | 456.9495
27 |  |  | 2" / 3/4" Dia Gas Pipe Tee | 2 | EA | 0% | 2 | 30.5 | 61 | 0.7 | 1.4 | 57.65 | 40.355 | 80.71 | 70.855 | 141.71
28 |  |  | 2" / 1" Dia Gas Pipe Tee | 1 | EA | 0% | 1 | 38.5 | 38.5 | 0.72 | 0.72 | 57.65 | 41.508 | 41.508 | 80.008 | 80.008
29 |  |  | 2" / 1-1/4" Dia Gas Pipe Tee | 3 | EA | 0% | 3 | 50.5 | 151.5 | 0.74 | 2.22 | 57.65 | 42.661 | 127.983 | 93.161 | 279.483
30 |  |  | 2" Dia Gas Pipe Tee | 3 | EA | 0% | 3 | 70.12 | 210.36 | 0.76 | 2.28 | 57.65 | 43.814 | 131.442 | 113.934 | 341.802
31 |  |  | 2-1/2" / 1-1/4" Dia Gas Pipe Tee | 1 | EA | 0% | 1 | 86.5 | 86.5 | 0.78 | 0.78 | 57.65 | 44.967 | 44.967 | 131.467 | 131.467
32 |  |  | 3" / 3/4" Dia Gas Pipe Tee | 1 | EA | 0% | 1 | 90.2 | 90.2 | 0.8 | 0.8 | 57.65 | 46.12 | 46.12 | 136.32 | 136.32
33 |  |  | 3" / 1-1/4" Dia Gas Pipe Tee | 1 | EA | 0% | 1 | 110.5 | 110.5 | 0.81 | 0.81 | 57.65 | 46.6965 | 46.6965 | 157.1965 | 157.1965
34 |  |  | 3" / 2" Dia Gas Pipe Tee | 1 | EA | 0% | 1 | 130 | 130 | 0.82 | 0.82 | 57.65 | 47.273 | 47.273 | 177.273 | 177.273
35 |  |  | 3" Dia Gas Pipe Tee | 2 | EA | 0% | 2 | 148 | 296 | 0.84 | 1.68 | 57.65 | 48.426 | 96.852 | 196.426 | 392.852
36 |  |  | 4" / 3" Dia Gas Pipe Tee | 1 | EA | 0% | 1 | 170.26 | 170.26 | 0.85 | 0.85 | 57.65 | 49.0025 | 49.0025 | 219.2625 | 219.2625
37 |  |  | 1-1/2" / 1-1/4" Dia Gas Pipe Reducer | 1 | EA | 0% | 1 | 14.61 | 14.61 | 0.4 | 0.4 | 57.65 | 23.06 | 23.06 | 37.67 | 37.67
38 |  |  | 2" / 1-1/4" Dia Gas Pipe Reducer | 1 | EA | 0% | 1 | 20.5 | 20.5 | 0.42 | 0.42 | 57.65 | 24.213 | 24.213 | 44.713 | 44.713
39 |  |  | 2" / 1-1/2" Dia Gas Pipe Reducer | 1 | EA | 0% | 1 | 35.5 | 35.5 | 0.44 | 0.44 | 57.65 | 25.366 | 25.366 | 60.866 | 60.866
40 |  |  | 2-1/2" / 2" Dia Gas Pipe Reducer | 1 | EA | 0% | 1 | 45 | 45 | 0.46 | 0.46 | 57.65 | 26.519 | 26.519 | 71.519 | 71.519
41 |  |  | 3" / 1-1/4" Dia Gas Pipe Reducer | 1 | EA | 0% | 1 | 52 | 52 | 0.48 | 0.48 | 57.65 | 27.672 | 27.672 | 79.672 | 79.672
42 |  |  | 3" / 2" Dia Gas Pipe Reducer | 2 | EA | 0% | 2 | 58 | 116 | 0.5 | 1 | 57.65 | 28.825 | 57.65 | 86.825 | 173.65
43 |  |  | 3" / 2-1/2" Dia Gas Pipe Reducer | 1 | EA | 0% | 1 | 65 | 65 | 0.52 | 0.52 | 57.65 | 29.978 | 29.978 | 94.978 | 94.978
44 |  |  | 4" / 3" Dia Gas Pipe Reducer | 1 | EA | 0% | 1 | 70.34 | 70.34 | 0.53 | 0.53 | 57.65 | 30.5545 | 30.5545 | 100.8945 | 100.8945
ACCESSORIES
45 |  |  | 3/4" Dia Flexible Connector | 2 | EA | 0% | 2 | 5.12 | 10.24 | 0.4 | 0.8 | 57.65 | 23.06 | 46.12 | 28.18 | 56.36
46 |  |  | 3/4" Dia Gas Shut-Off Valve | 2 | EA | 0% | 2 | 35.5 | 71 | 0.65 | 1.3 | 57.65 | 37.4725 | 74.945 | 72.9725 | 145.945
47 |  |  | 3/4" Dia Gas Union | 2 | EA | 0% | 2 | 15.45 | 30.9 | 0.6 | 1.2 | 57.65 | 34.59 | 69.18 | 50.04 | 100.08
48 |  |  | 3/4" Dia Sediment Trap W/ Cap | 2 | EA | 0% | 2 | 90.45 | 180.9 | 0.65 | 1.3 | 57.65 | 37.4725 | 74.945 | 127.9225 | 255.845
49 |  |  | 1" Dia Flexible Connector | 4 | EA | 0% | 4 | 10.45 | 41.8 | 0.45 | 1.8 | 57.65 | 25.9425 | 103.77 | 36.3925 | 145.57
50 |  |  | 1" Dia Gas Shut-Off Valve | 4 | EA | 0% | 4 | 46.6667 | 186.6667 | 0.68 | 2.72 | 57.65 | 39.202 | 156.808 | 85.8687 | 343.4747
51 |  |  | 1" Dia Gas Union | 4 | EA | 0% | 4 | 20.25 | 81 | 0.62 | 2.48 | 57.65 | 35.743 | 142.972 | 55.993 | 223.972
52 |  |  | 1" Dia Sediment Trap W/ Cap | 4 | EA | 0% | 4 | 110 | 440 | 0.4772 | 1.9088 | 57.65 | 27.5106 | 110.0423 | 137.5106 | 550.0423
53 |  |  | 1-1/4" Dia Flexible Connector | 7 | EA | 0% | 7 | 15.5 | 108.5 | 0.46 | 3.22 | 57.65 | 26.519 | 185.633 | 42.019 | 294.133
54 |  |  | 1-1/4" Dia Gas Shut-Off Valve | 7 | EA | 0% | 7 | 55.2 | 386.4 | 0.69 | 4.83 | 57.65 | 39.7785 | 278.4495 | 94.9785 | 664.8495
55 |  |  | 1-1/4" Dia Gas Union | 7 | EA | 0% | 7 | 25.2 | 176.4 | 0.63 | 4.41 | 57.65 | 36.3195 | 254.2365 | 61.5195 | 430.6365
56 |  |  | 1-1/4" Dia Sediment Trap W/ Cap | 7 | EA | 0% | 7 | 125 | 875 | 0.55 | 3.85 | 57.65 | 31.7075 | 221.9525 | 156.7075 | 1096.9525
57 |  |  | 2" Dia Flexible Connector | 2 | EA | 0% | 2 | 25.5 | 51 | 0.51 | 1.02 | 57.65 | 29.4015 | 58.803 | 54.9015 | 109.803
58 |  |  | 2" Dia Gas Shut-Off Valve | 2 | EA | 0% | 2 | 69.5 | 139 | 0.72 | 1.44 | 57.65 | 41.508 | 83.016 | 111.008 | 222.016
59 |  |  | 2" Dia Gas Union | 2 | EA | 0% | 2 | 30.5 | 61 | 0.68 | 1.36 | 57.65 | 39.202 | 78.404 | 69.702 | 139.404
60 |  |  | 2" Dia Sediment Trap W/ Cap | 2 | EA | 0% | 2 | 150 | 300 | 0.72 | 1.44 | 57.65 | 41.508 | 83.016 | 191.508 | 383.016
VENT PIPES
SCHEDULE 40 PVC PIPE ASTM A53, W/ FITTINGS ASTM D2665
61 |  |  | 1-1/2" Dia Vent Pipe | 313.25 | LF | 5% | 328.9125 | 4.41 | 1450.5041 | 0.222 | 73.0186 | 57.65 | 12.7983 | 4209.5208 | 17.2083 | 5660.025
62 |  |  | 2" Dia Vent Pipe | 392.27 | LF | 5% | 411.8835 | 5 | 2059.4175 | 0.271 | 111.6204 | 57.65 | 15.6232 | 6434.9177 | 20.6231 | 8494.3352
63 |  |  | 3" Dia Vent Pipe | 96.29 | LF | 5% | 101.1045 | 8.15 | 824.0017 | 0.302 | 30.5336 | 57.65 | 17.4103 | 1760.2597 | 25.5603 | 2584.2614
64 |  |  | 4" Dia Vent Pipe | 6.37 | LF | 5% | 6.6885 | 10.45 | 69.8948 | 0.333 | 2.2273 | 57.65 | 19.1974 | 128.4021 | 29.6474 | 198.297
FITTINGS
65 |  |  | 1-1/2" Dia Vent Pipe 45 Deg Elbow | 9 | EA | 0% | 9 | 2.5 | 22.5 | 0.45 | 4.05 | 57.65 | 25.9425 | 233.4825 | 28.4425 | 255.9825
66 |  |  | 2" Dia Vent Pipe 45 Deg Elbow | 4 | EA | 0% | 4 | 4.54 | 18.16 | 0.46 | 1.84 | 57.65 | 26.519 | 106.076 | 31.059 | 124.236
67 |  |  | 1-1/2" Dia Vent Pipe 90 Deg Elbow | 35 | EA | 0% | 35 | 7.5 | 262.5 | 0.47 | 16.45 | 57.65 | 27.0955 | 948.3425 | 34.5955 | 1210.8425
68 |  |  | 2" Dia Vent Pipe 90 Deg Elbow | 35 | EA | 0% | 35 | 10.5 | 367.5 | 0.48 | 16.8 | 57.65 | 27.672 | 968.52 | 38.172 | 1336.02
69 |  |  | 1-1/2" Dia Vent Pipe Tee | 3 | EA | 0% | 3 | 13.09 | 39.27 | 0.5 | 1.5 | 57.65 | 28.825 | 86.475 | 41.915 | 125.745
70 |  |  | 2" / 1-1/2" Dia Vent Pipe Tee | 10 | EA | 0% | 10 | 19.2 | 192 | 0.51 | 5.1 | 57.65 | 29.4015 | 294.015 | 48.6015 | 486.015
71 |  |  | 2" Dia Vent Pipe Tee | 18 | EA | 0% | 18 | 25.2 | 453.6 | 0.52 | 9.36 | 57.65 | 29.978 | 539.604 | 55.178 | 993.204
72 |  |  | 3" / 1-1/2" Dia Vent Pipe Tee | 3 | EA | 0% | 3 | 29.5 | 88.5 | 0.53 | 1.59 | 57.65 | 30.5545 | 91.6635 | 60.0545 | 180.1635
73 |  |  | 3" / 2" Dia Vent Pipe Tee | 9 | EA | 0% | 9 | 34.5 | 310.5 | 0.54 | 4.86 | 57.65 | 31.131 | 280.179 | 65.631 | 590.679
74 |  |  | 3" Dia Vent Pipe Tee | 5 | EA | 0% | 5 | 38.5 | 192.5 | 0.55 | 2.75 | 57.65 | 31.7075 | 158.5375 | 70.2075 | 351.0375
75 |  |  | 4" Dia Vent Pipe Tee | 1 | EA | 0% | 1 | 43.73 | 43.73 | 0.56 | 0.56 | 57.65 | 32.284 | 32.284 | 76.014 | 76.014
76 |  |  | 2" / 1-1/2" Dia Vent Pipe Reducer | 9 | EA | 0% | 9 | 13.5 | 121.5 | 0.38 | 3.42 | 57.65 | 21.907 | 197.163 | 35.407 | 318.663
77 |  |  | 3" / 1-1/2" Dia Vent Pipe Reducer | 2 | EA | 0% | 2 | 19.5 | 39 | 0.39 | 0.78 | 57.65 | 22.4835 | 44.967 | 41.9835 | 83.967
78 |  |  | 3" / 2" Dia Vent Pipe Reducer | 7 | EA | 0% | 7 | 25.2 | 176.4 | 0.4 | 2.8 | 57.65 | 23.06 | 161.42 | 48.26 | 337.82
79 |  |  | 4" / 2" Dia Vent Pipe Reducer | 1 | EA | 0% | 1 | 35.2 | 35.2 | 0.41 | 0.41 | 57.65 | 23.6365 | 23.6365 | 58.8365 | 58.8365
80 |  |  | 4" / 3" Dia Vent Pipe Reducer | 1 | EA | 0% | 1 | 55.2 | 55.2 | 0.42 | 0.42 | 57.65 | 24.213 | 24.213 | 79.413 | 79.413
SANITARY PIPES - BELOW GRADE
SCHEDULE 40 PVC PIPE ASTM A53, W/ FITTINGS ASTM D2665
81 |  |  | 2" Dia Sanitary Pipe | 250.47 | LF | 5% | 262.9935 | 5 | 1314.9675 | 0.271 | 71.2712 | 57.65 | 15.6232 | 4108.7869 | 20.6231 | 5423.7544
82 |  |  | 3" Dia Sanitary Pipe | 280.51 | LF | 5% | 294.5355 | 8.15 | 2400.4643 | 0.302 | 88.9497 | 57.65 | 17.4103 | 5127.9514 | 25.5603 | 7528.4157
83 |  |  | 4" Dia Sanitary Pipe | 348.47 | LF | 5% | 365.8935 | 10.45 | 3823.5871 | 0.333 | 121.8425 | 57.65 | 19.1974 | 7024.2222 | 29.6474 | 10847.8092
84 |  |  | 6" Dia Sanitary Pipe | 136.79 | LF | 5% | 143.6295 | 17.95 | 2578.1495 | 0.41 | 58.8881 | 57.65 | 23.6365 | 3394.8987 | 41.5865 | 5973.0482
85 |  |  | 1-1/2" Dia Vent Pipe | 11.56 | LF | 5% | 12.138 | 4.41 | 53.5286 | 0.222 | 2.6946 | 57.65 | 12.7983 | 155.3458 | 17.2083 | 208.8743
FITTINGS
86 |  |  | 2" Dia PVC Pipe 90 Deg Elbow | 34 | EA | 0% | 34 | 8.96 | 304.64 | 0.36 | 12.24 | 57.65 | 20.754 | 705.636 | 29.714 | 1010.276
87 |  |  | 3" Dia PVC Pipe 90 Deg Elbow | 20 | EA | 0% | 20 | 15.5 | 310 | 0.37 | 7.4 | 57.65 | 21.3305 | 426.61 | 36.8305 | 736.61
88 |  |  | 4" Dia PVC Pipe 90 Deg Elbow | 24 | EA | 0% | 24 | 19.5 | 468 | 0.38 | 9.12 | 57.65 | 21.907 | 525.768 | 41.407 | 993.768
89 |  |  | 2" Dia PVC Pipe 45 Deg Elbow | 10 | EA | 0% | 10 | 10.5 | 105 | 0.37 | 3.7 | 57.65 | 21.3305 | 213.305 | 31.8305 | 318.305
90 |  |  | 3" Dia PVC Pipe 45 Deg Elbow | 20 | EA | 0% | 20 | 16.5 | 330 | 0.39 | 7.8 | 57.65 | 22.4835 | 449.67 | 38.9835 | 779.67
91 |  |  | 4" Dia PVC Pipe 45 Deg Elbow | 8 | EA | 0% | 8 | 22.5 | 180 | 0.4 | 3.2 | 57.65 | 23.06 | 184.48 | 45.56 | 364.48
92 |  |  | 2" Dia PVC Pipe Combination Wye | 30 | EA | 0% | 30 | 19.87 | 596.1 | 0.45 | 13.5 | 57.65 | 25.9425 | 778.275 | 45.8125 | 1374.375
93 |  |  | 3" / 1-1/2" Dia PVC Pipe Combination Wye | 1 | EA | 0% | 1 | 30.3 | 30.3 | 0.46 | 0.46 | 57.65 | 26.519 | 26.519 | 56.819 | 56.819
94 |  |  | 3" / 2" Dia PVC Pipe Wye | 8 | EA | 0% | 8 | 50.2 | 401.6 | 0.47 | 3.76 | 57.65 | 27.0955 | 216.764 | 77.2955 | 618.364
95 |  |  | 3" Dia PVC Pipe Wye | 5 | EA | 0% | 5 | 65.5 | 327.5 | 0.48 | 2.4 | 57.65 | 27.672 | 138.36 | 93.172 | 465.86
96 |  |  | 3" Dia PVC Pipe Combination Wye | 31 | EA | 0% | 31 | 72.2 | 2238.2 | 0.49 | 15.19 | 57.65 | 28.2485 | 875.7035 | 100.4485 | 3113.9035
97 |  |  | 4" / 2" Dia PVC Pipe Combination Wye | 10 | EA | 0% | 10 | 85.5 | 855 | 0.5 | 5 | 57.65 | 28.825 | 288.25 | 114.325 | 1143.25
98 |  |  | 4" / 3" Dia PVC Pipe Combination Wye | 3 | EA | 0% | 3 | 90 | 270 | 0.51 | 1.53 | 57.65 | 29.4015 | 88.2045 | 119.4015 | 358.2045
99 |  |  | 4" Dia PVC Pipe Wye | 9 | EA | 0% | 9 | 98 | 882 | 0.52 | 4.68 | 57.65 | 29.978 | 269.802 | 127.978 | 1151.802
100 |  |  | 4" Dia PVC Pipe Combination Wye | 21 | EA | 0% | 21 | 105 | 2205 | 0.53 | 11.13 | 57.65 | 30.5545 | 641.6445 | 135.5545 | 2846.6445
101 |  |  | 6" / 2" Dia PVC Pipe Wye | 4 | EA | 0% | 4 | 110 | 440 | 0.54 | 2.16 | 57.65 | 31.131 | 124.524 | 141.131 | 564.524
102 |  |  | 6" / 3" Dia PVC Pipe Wye | 5 | EA | 0% | 5 | 119 | 595 | 0.55 | 2.75 | 57.65 | 31.7075 | 158.5375 | 150.7075 | 753.5375
103 |  |  | 6" / 4" Dia PVC Pipe Wye | 2 | EA | 0% | 2 | 131 | 262 | 0.56 | 1.12 | 57.65 | 32.284 | 64.568 | 163.284 | 326.568
104 |  |  | 6" / 4" Dia PVC Pipe Combination Wye | 2 | EA | 0% | 2 | 141.29 | 282.58 | 0.57 | 1.14 | 57.65 | 32.8605 | 65.721 | 174.1505 | 348.301
105 |  |  | 2" / 1-1/2" Dia PVC Pipe Reducer | 12 | EA | 0% | 12 | 6.99 | 83.88 | 0.5 | 6 | 57.65 | 28.825 | 345.9 | 35.815 | 429.78
106 |  |  | 3" / 1-1/2" Dia PVC Pipe Reducer | 11 | EA | 0% | 11 | 19.5 | 214.5 | 0.52 | 5.72 | 57.65 | 29.978 | 329.758 | 49.478 | 544.258
107 |  |  | 3" / 2" Dia PVC Pipe Reducer | 5 | EA | 0% | 5 | 31.5 | 157.5 | 0.54 | 2.7 | 57.65 | 31.131 | 155.655 | 62.631 | 313.155
108 |  |  | 4" / 2" Dia PVC Pipe Reducer | 14 | EA | 0% | 14 | 50.5 | 707 | 0.56 | 7.84 | 57.65 | 32.284 | 451.976 | 82.784 | 1158.976
109 |  |  | 4" / 3" Dia PVC Pipe Reducer | 1 | EA | 0% | 1 | 65 | 65 | 0.58 | 0.58 | 57.65 | 33.437 | 33.437 | 98.437 | 98.437
110 |  |  | 6" / 4" Dia PVC Pipe Reducer | 1 | EA | 0% | 1 | 85 | 85 | 0.6 | 0.6 | 57.65 | 34.59 | 34.59 | 119.59 | 119.59
111 |  |  | 6" Dia Coupling | 1 | EA | 0% | 1 | 35.5 | 35.5 | 0.6 | 0.6 | 57.65 | 34.59 | 34.59 | 70.09 | 70.09
GREASE WASTE PIPES - BELOW GRADE
NO-HUB CAST IRON PIPE ASTM A888, W/ FITTINGS ASTM A888
112 |  |  | 2" Dia Grease Waste Pipe | 34.73 | LF | 5% | 36.4665 | 5 | 182.3325 | 0.271 | 9.8824 | 57.65 | 15.6232 | 569.7216 | 20.6231 | 752.0541
113 |  |  | 3" Dia Grease Waste Pipe | 249.12 | LF | 5% | 261.576 | 8.15 | 2131.8444 | 0.302 | 78.996 | 57.65 | 17.4103 | 4554.1166 | 25.5603 | 6685.961
FITTINGS
114 |  |  | 2" Dia CAST IRON Pipe 90 Deg Elbow | 13 | EA | 0% | 13 | 40.97 | 532.61 | 0.65 | 8.45 | 57.65 | 37.4725 | 487.1425 | 78.4425 | 1019.7525
115 |  |  | 3" Dia CAST IRON Pipe 90 Deg Elbow | 12 | EA | 0% | 12 | 65 | 780 | 0.68 | 8.16 | 57.65 | 39.202 | 470.424 | 104.202 | 1250.424
116 |  |  | 2" Dia CAST IRON Pipe 45 Deg Elbow | 5 | EA | 0% | 5 | 48 | 240 | 0.66 | 3.3 | 57.65 | 38.049 | 190.245 | 86.049 | 430.245
117 |  |  | 3" Dia CAST IRON Pipe 45 Deg Elbow | 6 | EA | 0% | 6 | 69 | 414 | 0.69 | 4.14 | 57.65 | 39.7785 | 238.671 | 108.7785 | 652.671
118 |  |  | 2" Dia CAST IRON Pipe Combination Wye | 8 | EA | 0% | 8 | 29.26 | 234.08 | 0.7 | 5.6 | 57.65 | 40.355 | 322.84 | 69.615 | 556.92
119 |  |  | 3" / 2" Dia CAST IRON Pipe Wye | 2 | EA | 0% | 2 | 50.67 | 101.34 | 0.72 | 1.44 | 57.65 | 41.508 | 83.016 | 92.178 | 184.356
120 |  |  | 3" Dia CAST IRON Pipe Wye | 2 | EA | 0% | 2 | 62.2 | 124.4 | 0.74 | 1.48 | 57.65 | 42.661 | 85.322 | 104.861 | 209.722
121 |  |  | 2" / 1-1/2" Dia CAST IRON Pipe Reducer | 2 | EA | 0% | 2 | 59.35 | 118.7 | 0.65 | 1.3 | 57.65 | 37.4725 | 74.945 | 96.8225 | 193.645
122 |  |  | 3" Dia Coupling | 1 | EA | 0% | 1 | 62.5 | 62.5 | 0.66 | 0.66 | 57.65 | 38.049 | 38.049 | 100.549 | 100.549
DOMESTIC WATER PIPES
TYPE L COPPER PIPE ASTM B88, W/ FITTINGS B16.22
123 |  |  | 3/8" Dia Cold Water Pipe | 35 | LF | 5% | 36.75 | 4.4 | 161.7 | 0.065 | 2.3887 | 57.65 | 3.7473 | 137.7114 | 8.1472 | 299.4114
124 |  |  | 1/2" Dia Cold Water Pipe | 205 | LF | 5% | 215.25 | 6.1 | 1313.025 | 0.099 | 21.3098 | 57.65 | 5.7073 | 1228.5071 | 11.8073 | 2541.5321
125 |  |  | 3/4" Dia Cold Water Pipe | 397.54 | LF | 5% | 417.417 | 7.75 | 3234.9817 | 0.105 | 43.8288 | 57.65 | 6.0533 | 2526.7295 | 13.8033 | 5761.7112
126 |  |  | 1" Dia Cold Water Pipe | 149.84 | LF | 5% | 157.332 | 9.85 | 1549.7202 | 0.118 | 18.5652 | 57.65 | 6.8027 | 1070.2824 | 16.6527 | 2620.0026
127 |  |  | 1-1/4" Dia Cold Water Pipe | 71.84 | LF | 5% | 75.432 | 12.45 | 939.1284 | 0.138 | 10.4096 | 57.65 | 7.9557 | 600.1144 | 20.4057 | 1539.2428
128 |  |  | 1-1/2" Dia Cold Water Pipe | 306.12 | LF | 5% | 321.426 | 14.85 | 4773.1761 | 0.154 | 49.4996 | 57.65 | 8.8781 | 2853.6522 | 23.7281 | 7626.8283
129 |  |  | 2" Dia Cold Water Pipe | 51 | LF | 5% | 53.55 | 21.4 | 1145.97 | 0.19 | 10.1745 | 57.65 | 10.9535 | 586.5599 | 32.3535 | 1732.5299
130 |  |  | 2-1/2" Dia Cold Water Pipe | 232.23 | LF | 5% | 243.8415 | 29.6 | 7217.7084 | 0.258 | 62.9111 | 57.65 | 14.8737 | 3626.8253 | 44.4737 | 10844.5337
131 |  |  | 1/2" Dia Hot Water Return Pipe | 441.96 | LF | 5% | 464.058 | 6.1 | 2830.7538 | 0.099 | 45.9417 | 57.65 | 5.7073 | 2648.5414 | 11.8073 | 5479.2952
132 |  |  | 3/8" Dia Hot Water Pipe | 30 | LF | 5% | 31.5 | 4.4 | 138.6 | 0.065 | 2.0475 | 57.65 | 3.7473 | 118.0384 | 8.1472 | 256.6384
133 |  |  | 1/2" Dia Hot Water Pipe | 50 | LF | 5% | 52.5 | 6.1 | 320.25 | 0.099 | 5.1975 | 57.65 | 5.7073 | 299.6359 | 11.8073 | 619.8859
134 |  |  | 3/4" Dia Hot Water Pipe | 215.27 | LF | 5% | 226.0335 | 7.75 | 1751.7596 | 0.105 | 23.7335 | 57.65 | 6.0533 | 1368.2373 | 13.8033 | 3119.9969
135 |  |  | 1" Dia Hot Water Pipe | 116.08 | LF | 5% | 121.884 | 9.85 | 1200.5574 | 0.118 | 14.3823 | 57.65 | 6.8027 | 829.1403 | 16.6527 | 2029.6977
136 |  |  | 1-1/4" Dia Hot Water Pipe | 232.98 | LF | 5% | 244.629 | 12.45 | 3045.631 | 0.138 | 33.7588 | 57.65 | 7.9557 | 1946.1949 | 20.4057 | 4991.826
137 |  |  | 1-1/2" Dia Hot Water Pipe | 167.74 | LF | 5% | 176.127 | 14.85 | 2615.4859 | 0.154 | 27.1236 | 57.65 | 8.8781 | 1563.6731 | 23.7281 | 4179.1591
138 |  |  | 1/2" Dia Trap Primer Pipe (TYPE K COPPER - ASSUMED) | 105 | LF | 5% | 110.25 | 5.7 | 628.425 | 0.099 | 10.9147 | 57.65 | 5.7073 | 629.2353 | 11.4073 | 1257.6603
1/2" THICK FIBERGLASS PIPE INSULATION (ASSUMED)
139 |  |  | 3/8" Dia Cold Water Pipe | 35 | LF | 5% | 36.75 | 4.4 | 161.7 | 0.065 | 2.3887 | 57.65 | 3.7473 | 137.7114 | 8.1472 | 299.4114
140 |  |  | 1/2" Dia Cold Water Pipe | 205 | LF | 5% | 215.25 | 6.1 | 1313.025 | 0.099 | 21.3098 | 57.65 | 5.7073 | 1228.5071 | 11.8073 | 2541.5321
141 |  |  | 3/4" Dia Cold Water Pipe | 397.54 | LF | 5% | 417.417 | 7.75 | 3234.9817 | 0.105 | 43.8288 | 57.65 | 6.0533 | 2526.7295 | 13.8033 | 5761.7112
142 |  |  | 1" Dia Cold Water Pipe | 149.84 | LF | 5% | 157.332 | 9.85 | 1549.7202 | 0.118 | 18.5652 | 57.65 | 6.8027 | 1070.2824 | 16.6527 | 2620.0026
143 |  |  | 1-1/4" Dia Cold Water Pipe | 71.84 | LF | 5% | 75.432 | 12.45 | 939.1284 | 0.138 | 10.4096 | 57.65 | 7.9557 | 600.1144 | 20.4057 | 1539.2428
144 |  |  | 1-1/2" Dia Cold Water Pipe | 306.12 | LF | 5% | 321.426 | 14.85 | 4773.1761 | 0.154 | 49.4996 | 57.65 | 8.8781 | 2853.6522 | 23.7281 | 7626.8283
1" THICK FIBERGLASS PIPE INSULATION (ASSUMED)
145 |  |  | 2" Dia Cold Water Pipe | 51 | LF | 5% | 53.55 | 22.2 | 1188.81 | 0.19 | 10.1745 | 57.65 | 10.9535 | 586.5599 | 33.1535 | 1775.3699
146 |  |  | 2-1/2" Dia Cold Water Pipe | 232.23 | LF | 5% | 243.8415 | 30.4 | 7412.7816 | 0.258 | 62.9111 | 57.65 | 14.8737 | 3626.8253 | 45.2737 | 11039.6069
147 |  |  | 1/2" Dia Hot Water Return Pipe | 441.96 | LF | 5% | 464.058 | 6.9 | 3202.0002 | 0.099 | 45.9417 | 57.65 | 5.7073 | 2648.5414 | 12.6074 | 5850.5416
148 |  |  | 3/8" Dia Hot Water Pipe | 30 | LF | 5% | 31.5 | 5.2 | 163.8 | 0.065 | 2.0475 | 57.65 | 3.7473 | 118.0384 | 8.9473 | 281.8384
149 |  |  | 1/2" Dia Hot Water Pipe | 50 | LF | 5% | 52.5 | 6.9 | 362.25 | 0.099 | 5.1975 | 57.65 | 5.7073 | 299.6359 | 12.6074 | 661.8859
150 |  |  | 3/4" Dia Hot Water Pipe | 215.27 | LF | 5% | 226.0335 | 8.55 | 1932.5864 | 0.105 | 23.7335 | 57.65 | 6.0533 | 1368.2373 | 14.6032 | 3300.8237
|  |  | 1-1/2" THICK FIBERGLASS PIPE INSULATION (ASSUMED) |  |  |  |  | 3.9
151 |  |  | 1" Dia Hot Water Pipe | 116.08 | LF | 5% | 121.884 | 11.15 | 1359.0066 | 0.118 | 14.3823 | 57.65 | 6.8027 | 829.1403 | 17.9527 | 2188.1469
152 |  |  | 1-1/4" Dia Hot Water Pipe | 232.98 | LF | 5% | 244.629 | 13.75 | 3363.6487 | 0.138 | 33.7588 | 57.65 | 7.9557 | 1946.1949 | 21.7057 | 5309.8437
153 |  |  | 1-1/2" Dia Hot Water Pipe | 167.74 | LF | 5% | 176.127 | 16.15 | 2844.4511 | 0.154 | 27.1236 | 57.65 | 8.8781 | 1563.6731 | 25.0281 | 4408.1242
FITTINGS
154 |  |  | 1/2" Dia Copper Pipe 90 Deg Elbow | 96 | EA | 0% | 96 | 8.93 | 857.28 | 0.6 | 57.6 | 57.65 | 34.59 | 3320.64 | 43.52 | 4177.92
155 |  |  | 3/4" Dia Copper Pipe 90 Deg Elbow | 79 | EA | 0% | 79 | 16.5 | 1303.5 | 0.61 | 48.19 | 57.65 | 35.1665 | 2778.1535 | 51.6665 | 4081.6535
156 |  |  | 1" Dia Copper Pipe 90 Deg Elbow | 18 | EA | 0% | 18 | 29.5 | 531 | 0.62 | 11.16 | 57.65 | 35.743 | 643.374 | 65.243 | 1174.374
157 |  |  | 1-1/4" Dia Copper Pipe 90 Deg Elbow | 13 | EA | 0% | 13 | 36.5 | 474.5 | 0.63 | 8.19 | 57.65 | 36.3195 | 472.1535 | 72.8195 | 946.6535
158 |  |  | 1-1/2" Dia Copper Pipe 90 Deg Elbow | 40 | EA | 0% | 40 | 49.5 | 1980 | 0.64 | 25.6 | 57.65 | 36.896 | 1475.84 | 86.396 | 3455.84
159 |  |  | 2-1/2" Dia Copper Pipe 90 Deg Elbow | 6 | EA | 0% | 6 | 60 | 360 | 0.65 | 3.9 | 57.65 | 37.4725 | 224.835 | 97.4725 | 584.835
160 |  |  | 1/2" Dia Copper Pipe Tee | 6 | EA | 0% | 6 | 3.5 | 21 | 0.3 | 1.8 | 57.65 | 17.295 | 103.77 | 20.795 | 124.77
161 |  |  | 3/4" / 1/2" Dia Copper Pipe Tee | 19 | EA | 0% | 19 | 12.5 | 237.5 | 0.32 | 6.08 | 57.65 | 18.448 | 350.512 | 30.948 | 588.012
162 |  |  | 3/4" Dia Copper Pipe Tee | 20 | EA | 0% | 20 | 32.5 | 650 | 0.34 | 6.8 | 57.65 | 19.601 | 392.02 | 52.101 | 1042.02
163 |  |  | 1" / 1/2" Dia Copper Pipe Tee | 6 | EA | 0% | 6 | 45.5 | 273 | 0.36 | 2.16 | 57.65 | 20.754 | 124.524 | 66.254 | 397.524
164 |  |  | 1" / 3/4" Dia Copper Pipe Tee | 9 | EA | 0% | 9 | 58.9 | 530.1 | 0.38 | 3.42 | 57.65 | 21.907 | 197.163 | 80.807 | 727.263
165 |  |  | 1" Dia Copper Pipe Tee | 3 | EA | 0% | 3 | 65.5 | 196.5 | 0.4 | 1.2 | 57.65 | 23.06 | 69.18 | 88.56 | 265.68
166 |  |  | 1-1/4" / 1" Dia Copper Pipe Tee | 1 | EA | 0% | 1 | 80.2 | 80.2 | 0.4 | 0.4 | 57.65 | 23.06 | 23.06 | 103.26 | 103.26
167 |  |  | 1-1/4" / 3/4" Dia Copper Pipe Tee | 5 | EA | 0% | 5 | 94.5 | 472.5 | 0.41 | 2.05 | 57.65 | 23.6365 | 118.1825 | 118.1365 | 590.6825
168 |  |  | 1-1/2" / 1/2" Dia Copper Pipe Tee | 5 | EA | 0% | 5 | 110 | 550 | 0.42 | 2.1 | 57.65 | 24.213 | 121.065 | 134.213 | 671.065
169 |  |  | 1-1/2" / 3/4" Dia Copper Pipe Tee | 3 | EA | 0% | 3 | 130 | 390 | 0.43 | 1.29 | 57.65 | 24.7895 | 74.3685 | 154.7895 | 464.3685
170 |  |  | 1-1/2" / 1" Dia Copper Pipe Tee | 1 | EA | 0% | 1 | 152 | 152 | 0.44 | 0.44 | 57.65 | 25.366 | 25.366 | 177.366 | 177.366
171 |  |  | 1-1/2" / 1-1/4" Dia Copper Pipe Tee | 2 | EA | 0% | 2 | 163 | 326 | 0.45 | 0.9 | 57.65 | 25.9425 | 51.885 | 188.9425 | 377.885
172 |  |  | 1-1/2" Dia Copper Pipe Tee | 2 | EA | 0% | 2 | 175 | 350 | 0.46 | 0.92 | 57.65 | 26.519 | 53.038 | 201.519 | 403.038
173 |  |  | 2" / 3/4" Dia Copper Pipe Tee | 1 | EA | 0% | 1 | 186 | 186 | 0.47 | 0.47 | 57.65 | 27.0955 | 27.0955 | 213.0955 | 213.0955
174 |  |  | 2" / 1-1/4" Dia Copper Pipe Tee | 1 | EA | 0% | 1 | 195 | 195 | 0.48 | 0.48 | 57.65 | 27.672 | 27.672 | 222.672 | 222.672
175 |  |  | 2" / 1-1/2" Dia Copper Pipe Tee | 10 | EA | 0% | 10 | 210 | 2100 | 0.49 | 4.9 | 57.65 | 28.2485 | 282.485 | 238.2485 | 2382.485
176 |  |  | 2" Dia Copper Pipe Tee | 2 | EA | 0% | 2 | 220 | 440 | 0.5 | 1 | 57.65 | 28.825 | 57.65 | 248.825 | 497.65
177 |  |  | 2-1/2" / 1/2" Dia Copper Pipe Tee | 1 | EA | 0% | 1 | 235 | 235 | 0.51 | 0.51 | 57.65 | 29.4015 | 29.4015 | 264.4015 | 264.4015
178 |  |  | 2-1/2" / 3/4" Dia Copper Pipe Tee | 2 | EA | 0% | 2 | 240 | 480 | 0.52 | 1.04 | 57.65 | 29.978 | 59.956 | 269.978 | 539.956
179 |  |  | 2-1/2" / 1-1/2" Dia Copper Pipe Tee | 1 | EA | 0% | 1 | 245 | 245 | 0.53 | 0.53 | 57.65 | 30.5545 | 30.5545 | 275.5545 | 275.5545
180 |  |  | 2-1/2" / 2" Dia Copper Pipe Tee | 1 | EA | 0% | 1 | 262 | 262 | 0.54 | 0.54 | 57.65 | 31.131 | 31.131 | 293.131 | 293.131
181 |  |  | 2-1/2" Dia Copper Pipe Tee | 3 | EA | 0% | 3 | 284.05 | 852.15 | 0.55 | 1.65 | 57.65 | 31.7075 | 95.1225 | 315.7575 | 947.2725
182 |  |  | 1/2" / 3/8" Dia Copper Pipe Reducer | 12 | EA | 0% | 12 | 12.41 | 148.92 | 0.3 | 3.6 | 57.65 | 17.295 | 207.54 | 29.705 | 356.46
183 |  |  | 3/4" / 1/2" Dia Copper Pipe Reducer | 10 | EA | 0% | 10 | 25.5 | 255 | 0.31 | 3.1 | 57.65 | 17.8715 | 178.715 | 43.3715 | 433.715
184 |  |  | 1" / 1/2" Dia Copper Pipe Reducer | 1 | EA | 0% | 1 | 35.5 | 35.5 | 0.32 | 0.32 | 57.65 | 18.448 | 18.448 | 53.948 | 53.948
185 |  |  | 1" / 3/4" Dia Copper Pipe Reducer | 7 | EA | 0% | 7 | 40.2 | 281.4 | 0.33 | 2.31 | 57.65 | 19.0245 | 133.1715 | 59.2245 | 414.5715
186 |  |  | 1-1/4" / 3/4" Dia Copper Pipe Reducer | 0 | EA | 0% | 0 | 55.2 | 0 | 0.34 | 0 | 57.65 | 19.601 | 0 | 74.801 | 0
187 |  |  | 1-1/4" / 1" Dia Copper Pipe Reducer | 3 | EA | 0% | 3 | 65 | 195 | 0.35 | 1.05 | 57.65 | 20.1775 | 60.5325 | 85.1775 | 255.5325
188 |  |  | 1-1/2" / 3/4" Dia Copper Pipe Reducer | 1 | EA | 0% | 1 | 75.2 | 75.2 | 0.36 | 0.36 | 57.65 | 20.754 | 20.754 | 95.954 | 95.954
189 |  |  | 1-1/2" / 1" Dia Copper Pipe Reducer | 2 | EA | 0% | 2 | 89.5 | 179 | 0.37 | 0.74 | 57.65 | 21.3305 | 42.661 | 110.8305 | 221.661
190 |  |  | 1-1/2" / 1-1/4" Dia Copper Pipe Reducer | 3 | EA | 0% | 3 | 101 | 303 | 0.38 | 1.14 | 57.65 | 21.907 | 65.721 | 122.907 | 368.721
191 |  |  | 2" / 1-1/4" Dia Copper Pipe Reducer | 1 | EA | 0% | 1 | 112 | 112 | 0.39 | 0.39 | 57.65 | 22.4835 | 22.4835 | 134.4835 | 134.4835
192 |  |  | 2" / 1-1/2" Dia Copper Pipe Reducer | 3 | EA | 0% | 3 | 140 | 420 | 0.4 | 1.2 | 57.65 | 23.06 | 69.18 | 163.06 | 489.18
193 |  |  | 2-1/2" / 1-1/2" Dia Copper Pipe Reducer | 2 | EA | 0% | 2 | 160 | 320 | 0.41 | 0.82 | 57.65 | 23.6365 | 47.273 | 183.6365 | 367.273
194 |  |  | 2-1/2" / 2" Dia Copper Pipe Reducer | 1 | EA | 0% | 1 | 190 | 190 | 0.42 | 0.42 | 57.65 | 24.213 | 24.213 | 214.213 | 214.213
CONDENSATE DRAIN PIPES
TYPE M COPPER PIPE ASTM B88, W/ FITTINGS B16.22 (ASSUMED)
195 |  |  | 3/4" Dia Condensate Drain Pipe | 58.6 | LF | 5% | 61.53 | 6.75 | 415.3275 | 0.105 | 6.4607 | 57.65 | 6.0533 | 372.4565 | 12.8033 | 787.784
196 |  |  | 3/4" Dia Condensate Drain Pipe | 744.72 | LF | 5% | 781.956 | 6.75 | 5278.203 | 0.105 | 82.1054 | 57.65 | 6.0533 | 4733.3752 | 12.8033 | 10011.5782
197 |  |  | 1" Dia Condensate Drain Pipe | 48.81 | LF | 5% | 51.2505 | 8.85 | 453.5669 | 0.118 | 6.0476 | 57.65 | 6.8027 | 348.6418 | 15.6527 | 802.2087
198 |  |  | 1" Dia Condensate Drain Pipe | 97.81 | LF | 5% | 102.7005 | 8.88 | 911.9804 | 0.118 | 12.1187 | 57.65 | 6.8027 | 698.6407 | 15.6827 | 1610.6211
199 |  |  | 1-1/4" Dia Condensate Drain Pipe | 8.36 | LF | 5% | 8.778 | 11.45 | 100.5081 | 0.138 | 1.2114 | 57.65 | 7.9557 | 69.8351 | 19.4057 | 170.3432
200 |  |  | 1-1/4" Dia Condensate Drain Pipe | 4.55 | LF | 5% | 4.7775 | 11.45 | 54.7024 | 0.138 | 0.65929 | 57.65 | 7.9557 | 38.0084 | 19.4057 | 92.7107
1/2" THICK FIBERGLASS PIPE INSULATION (ASSUMED)
201 |  |  | 3/4" Dia Condensate Drain Pipe | 58.6 | LF | 5% | 61.53 | 6.75 | 415.3275 | 0.105 | 6.4607 | 57.65 | 6.0533 | 372.4565 | 12.8033 | 787.784
202 |  |  | 1" Dia Condensate Drain Pipe | 48.81 | LF | 5% | 51.2505 | 8.85 | 453.5669 | 0.118 | 6.0476 | 57.65 | 6.8027 | 348.6418 | 15.6527 | 802.2087
203 |  |  | 1-1/4" Dia Condensate Drain Pipe | 8.36 | LF | 5% | 8.778 | 11.45 | 100.5081 | 0.138 | 1.2114 | 57.65 | 7.9557 | 69.8351 | 19.4057 | 170.3432
1/2" THICK FIBERGLASS PIPE INSULATION W/ WEATHER PROOF JACKET (ASSUMED)
204 |  |  | 3/4" Dia Condensate Drain Pipe | 744.72 | LF | 5% | 781.956 | 6.75 | 5278.203 | 0.105 | 82.1054 | 57.65 | 6.0533 | 4733.3752 | 12.8033 | 10011.5782
205 |  |  | 1" Dia Condensate Drain Pipe | 97.81 | LF | 5% | 102.7005 | 8.85 | 908.8994 | 0.118 | 12.1187 | 57.65 | 6.8027 | 698.6407 | 15.6527 | 1607.5401
206 |  |  | 1-1/4" Dia Condensate Drain Pipe | 4.55 | LF | 5% | 4.7775 | 11.45 | 54.7024 | 0.138 | 0.65929 | 57.65 | 7.9557 | 38.0084 | 19.4057 | 92.7107
FITTINGS
207 |  |  | 3/4" Dia Condensate Drain Pipe 90 Deg Elbow | 50 | EA | 0% | 50 | 1.65 | 82.5 | 0.44 | 22 | 57.65 | 25.366 | 1268.3 | 27.016 | 1350.8
208 |  |  | 1" Dia Condensate Drain Pipe 90 Deg Elbow | 8 | EA | 0% | 8 | 2.1 | 16.8 | 0.45 | 3.6 | 57.65 | 25.9425 | 207.54 | 28.0425 | 224.34
209 |  |  | 1-1/4" Dia Condensate Drain Pipe 90 Deg Elbow | 1 | EA | 0% | 1 | 6.65 | 6.65 | 0.465 | 0.465 | 57.65 | 26.8072 | 26.8072 | 33.4573 | 33.4573
210 |  |  | 3/4" Dia Condensate Drain Pipe Tee | 5 | EA | 0% | 5 | 8.5 | 42.5 | 0.47 | 2.35 | 57.65 | 27.0955 | 135.4775 | 35.5955 | 177.9775
211 |  |  | 1" / 3/4" Dia Condensate Drain Pipe Tee | 6 | EA | 0% | 6 | 9.9 | 59.4 | 0.475 | 2.85 | 57.65 | 27.3837 | 164.3025 | 37.2837 | 223.7025
212 |  |  | 1-1/4" / 3/4" Dia Condensate Drain Pipe Tee | 1 | EA | 0% | 1 | 10.2 | 10.2 | 0.48 | 0.48 | 57.65 | 27.672 | 27.672 | 37.872 | 37.872
213 |  |  | 1" / 3/4" Dia Condensate Drain Pipe Reducer | 3 | EA | 0% | 3 | 12.3 | 36.9 | 0.485 | 1.455 | 57.65 | 27.9602 | 83.8808 | 40.2602 | 120.7807
214 |  |  | 1-1/4" / 1" Dia Condensate Drain Pipe Reducer | 1 | EA | 0% | 1 | 12.9 | 12.9 | 0.49 | 0.49 | 57.65 | 28.2485 | 28.2485 | 41.1485 | 41.1485
ACCESSORIES
215 |  |  | 3/4" Dia P-Trap Assembly W/ Union | 17 | EA | 0% | 17 | 13.5 | 229.5 | 0.6 | 10.2 | 57.65 | 34.59 | 588.03 | 48.09 | 817.53
216 |  |  | 1" Dia P-Trap Assembly W/ Union | 1 | EA | 0% | 1 | 18.8 | 18.8 | 0.62 | 0.62 | 57.65 | 35.743 | 35.743 | 54.543 | 54.543
ACCESSORIES
217 |  |  | 2" Dia VTR | 2 | EA | 0% | 2 | 113 | 226 | 0.85 | 1.7 | 57.65 | 49.0025 | 98.005 | 162.0025 | 324.005
218 |  |  | 3" Dia VTR | 2 | EA | 0% | 2 | 126 | 252 | 0.95 | 1.9 | 57.65 | 54.7675 | 109.535 | 180.7675 | 361.535
219 |  |  | 4" Dia VTR | 1 | EA | 0% | 1 | 165 | 165 | 1 | 1 | 57.65 | 57.65 | 57.65 | 222.65 | 222.65
220 |  |  | 2" Dia P-TRAP | 40 | EA | 0% | 40 | 23 | 920 | 0.64 | 25.6 | 57.65 | 36.896 | 1475.84 | 59.896 | 2395.84
221 |  |  | 3" Dia P-TRAP | 8 | EA | 0% | 8 | 30.5 | 244 | 0.66 | 5.28 | 57.65 | 38.049 | 304.392 | 68.549 | 548.392
222 |  |  | 1-1/2" Dia Union | 2 | EA | 0% | 2 | 16.49 | 32.98 | 0.4 | 0.8 | 57.65 | 23.06 | 46.12 | 39.55 | 79.1
223 |  |  | 1/2" Dia Mixing Valve | 25 | EA | 0% | 25 | 98.05 | 2451.25 | 0.85 | 21.25 | 57.65 | 49.0025 | 1225.0625 | 147.0525 | 3676.3125
224 |  |  | 1/2" Dia Shut-Off Valve | 3 | EA | 0% | 3 | 30.2 | 90.6 | 0.62 | 1.86 | 57.65 | 35.743 | 107.229 | 65.943 | 197.829
225 |  |  | 3/4" Dia Shut-Off Valve | 17 | EA | 0% | 17 | 35.2 | 598.4 | 0.65 | 11.05 | 57.65 | 37.4725 | 637.0325 | 72.6725 | 1235.4325
226 |  |  | 1" Dia Shut-Off Valve | 5 | EA | 0% | 5 | 46.6667 | 233.3333 | 0.68 | 3.4 | 57.65 | 39.202 | 196.01 | 85.8687 | 429.3433
227 |  |  | 1-1/2" Dia Shut-Off Valve | 2 | EA | 0% | 2 | 65.5 | 131 | 0.71 | 1.42 | 57.65 | 40.9315 | 81.863 | 106.4315 | 212.863
228 |  |  | 2" Dia Shut-Off Valve | 2 | EA | 0% | 2 | 69.5 | 139 | 0.72 | 1.44 | 57.65 | 41.508 | 83.016 | 111.008 | 222.016
229 |  |  | 1/2" Dia Balancing Valve Assembly | 6 | EA | 0% | 6 | 156.97 | 941.82 | 1.2 | 7.2 | 57.65 | 69.18 | 415.08 | 226.15 | 1356.9
230 |  |  | 1-1/2" Dia Normally Closed Bypass Valve | 1 | EA | 0% | 1 | 101 | 101 | 1.15 | 1.15 | 57.65 | 66.2975 | 66.2975 | 167.2975 | 167.2975
231 |  |  | 1/2" Dia Trap Primer, ASSE 1018 COMPLIANT, W/ 12"x12" Access Panel | 8 | EA | 0% | 8 | 165 | 1320 | 1.35 | 10.8 | 57.65 | 77.8275 | 622.62 | 242.8275 | 1942.62
232 |  |  | 2" Dia WCO, WALL CLEANOUT | 15 | EA | 0% | 15 | 185 | 2775 | 1.15 | 17.25 | 57.65 | 66.2975 | 994.4625 | 251.2975 | 3769.4625
233 |  |  | 3" Dia WCO, WALL CLEANOUT | 10 | EA | 0% | 10 | 266 | 2660 | 1.4 | 14 | 57.65 | 80.71 | 807.1 | 346.71 | 3467.1
234 |  |  | 3" Dia FCO, FLOOR CLEANOUT | 6 | EA | 0% | 6 | 310 | 1860 | 1.45 | 8.7 | 57.65 | 83.5925 | 501.555 | 393.5925 | 2361.555
235 |  |  | 4" Dia FCO, FLOOR CLEANOUT | 5 | EA | 0% | 5 | 355 | 1775 | 1.5 | 7.5 | 57.65 | 86.475 | 432.375 | 441.475 | 2207.375
EQUIPMENTS
236 |  |  | WH-1, GAS-FIRED WATER HEATER, BRADFORD WHITE EF120T5003NA, 119.0 GAL, WEIGHT 2128 LB, PROVIDE ASSE 1017 COMPLIANT MIXING VALVE; POWERS SERIES LFSH OR EQUAL | 1 | EA | 0% | 1 | 29676 | 29676 | 10.5 | 10.5 | 57.65 | 605.325 | 605.325 | 30281.325 | 30281.325
237 |  |  | WH-2, GAS-FIRED WATER HEATER, BRADFORD WHITE EF120T5003NA, 119.0 GAL, WEIGHT 2128 LB, PROVIDE ASSE 1017 COMPLIANT MIXING VALVE; POWERS SERIES LFSH OR EQUAL | 1 | EA | 0% | 1 | 29676 | 29676 | 10.5 | 10.5 | 57.65 | 605.325 | 605.325 | 30281.325 | 30281.325
238 |  |  | CP-1, DOMESTIC CIRCULATING PUMP, INLINE, TACO 009-SF5-IFC, 7.5 HEAD FT, 10 LB WEIGHT. | 1 | EA | 0% | 1 | 831.41 | 831.41 | 3.5 | 3.5 | 57.65 | 201.775 | 201.775 | 1033.185 | 1033.185
239 |  |  | CP-2, DOMESTIC CIRCULATING PUMP, INLINE, TACO 009-SF5-IFC, 7.5 HEAD FT, 10 LB WEIGHT. | 1 | EA | 0% | 1 | 831.41 | 831.41 | 3.5 | 3.5 | 57.65 | 201.775 | 201.775 | 1033.185 | 1033.185
240 |  |  | DBP-1, DOMESTIC BOOSTER PUMP, GOULDS WATER TECHNOLOGY AQUABOOST VS 2B204A-VS BOOSTER PUMP PACKAGE DUPLEX 100 GPM 30 PSI, 2 MOTOR, WEIGHT 335 LB. | 1 | EA | 0% | 1 | 21500 | 21500 | 8.5 | 8.5 | 57.65 | 490.025 | 490.025 | 21990.025 | 21990.025
241 |  |  | DET-1, DOMESTIC EXPANSION TANK, AMTROL ST-12C DOM. WATER FIXED DIAPHRAM INLINE 6.4 gal 0.50 3.2 gal 100 psi 55 psi 12" 18" Yes 70 lb | 1 | EA | 0% | 1 | 1752.36 | 1752.36 | 3.5 | 3.5 | 57.65 | 201.775 | 201.775 | 1954.135 | 1954.135
242 |  |  | DET-2, DOMESTIC EXPANSION TANK, AMTROL ST-12C DOM. WATER FIXED DIAPHRAM INLINE 6.4 gal 0.50 3.2 gal 100 psi 55 psi 12" 18" Yes 70 lb | 1 | EA | 0% | 1 | 1752.36 | 1752.36 | 3.5 | 3.5 | 57.65 | 201.775 | 201.775 | 1954.135 | 1954.135
WATER HEATER DETAIL
243 |  |  | Aquastat | 2 | EA | 0% | 2 | 273.82 | 547.64 | 2.5 | 5 | 57.65 | 144.125 | 288.25 | 417.945 | 835.89
244 |  |  | 1/2" Dia Union | 4 | EA | 0% | 4 | 11.38 | 45.52 | 0.6 | 2.4 | 57.65 | 34.59 | 138.36 | 45.97 | 183.88
245 |  |  | 1-1/2" Dia Union | 4 | EA | 0% | 4 | 23.5 | 94 | 0.62 | 2.48 | 57.65 | 35.743 | 142.972 | 59.243 | 236.972
246 |  |  | 2"x20 Gauge Straps | 4 | EA | 0% | 4 | 25.5 | 102 | 0.55 | 2.2 | 57.65 | 31.7075 | 126.83 | 57.2075 | 228.83
247 |  |  | #12-14 Tek Per Strap | 8 | EA | 0% | 8 | 17.59 | 140.72 | 0.58 | 4.64 | 57.65 | 33.437 | 267.496 | 51.027 | 408.216
248 |  |  | 3/4" Dia Drain Valve | 2 | EA | 0% | 2 | 19.622 | 39.244 | 0.58 | 1.16 | 57.65 | 33.437 | 66.874 | 53.059 | 106.118
249 |  |  | 1/2" Dia Check Valve | 2 | EA | 0% | 2 | 40.25 | 80.5 | 0.64 | 1.28 | 57.65 | 36.896 | 73.792 | 77.146 | 154.292
250 |  |  | 1-1/2" Dia Check Valve | 2 | EA | 0% | 2 | 85.5 | 171 | 0.66 | 1.32 | 57.65 | 38.049 | 76.098 | 123.549 | 247.098
251 |  |  | 1/2" Dia Shut-Off Valve | 4 | EA | 0% | 4 | 30.2 | 120.8 | 0.62 | 2.48 | 57.65 | 35.743 | 142.972 | 65.943 | 263.772
252 |  |  | 1-1/2" Dia Shut-Off Valve | 6 | EA | 0% | 6 | 65.5 | 393 | 0.71 | 4.26 | 57.65 | 40.9315 | 245.589 | 106.4315 | 638.589
253 |  |  | 1/2" Dia Balancing Valve | 1 | EA | 0% | 1 | 156.97 | 156.97 | 0.75 | 0.75 | 57.65 | 43.2375 | 43.2375 | 200.2075 | 200.2075
254 |  |  | 3/4" Dia T&P Relief Valve | 2 | EA | 0% | 2 | 72.45 | 144.9 | 0.78 | 1.56 | 57.65 | 44.967 | 89.934 | 117.417 | 234.834
255 |  |  | Housekeeping Pad | 2 | EA | 0% | 2 | 108 | 216 | 1.2 | 2.4 | 57.65 | 69.18 | 138.36 | 177.18 | 354.36
256 |  |  | High Steel Ring 3" On Mounting Water Heater | 2 | EA | 0% | 2 | 99.99 | 199.98 | 0.6 | 1.2 | 57.65 | 34.59 | 69.18 | 134.58 | 269.16
257 |  |  | Rigid Insulation 6"X12", Use PL300 To Glue Insulation To Wall | 2 | EA | 0% | 2 | 61 | 122 | 0.9 | 1.8 | 57.65 | 51.885 | 103.77 | 112.885 | 225.77
BOOSTER PUMP DETAIL
258 |  |  | Concrete Pad | 1 | EA | 0% | 1 | 250 | 250 | 2.5 | 2.5 | 57.65 | 144.125 | 144.125 | 394.125 | 394.125
259 |  |  | Pressure Gauge | 2 | EA | 0% | 2 | 88 | 176 | 0.85 | 1.7 | 57.65 | 49.0025 | 98.005 | 137.0025 | 274.005
260 |  |  | 2-1/2" Dia Union | 2 | EA | 0% | 2 | 28.5 | 57 | 0.35 | 0.7 | 57.65 | 20.1775 | 40.355 | 48.6775 | 97.355
261 |  |  | 2-1/2" Dia Strainer | 1 | EA | 0% | 1 | 112.7 | 112.7 | 0.4 | 0.4 | 57.65 | 23.06 | 23.06 | 135.76 | 135.76
262 |  |  | 2-1/2" Dia Check Valve | 1 | EA | 0% | 1 | 112 | 112 | 0.42 | 0.42 | 57.65 | 24.213 | 24.213 | 136.213 | 136.213
263 |  |  | 2-1/2" Dia Shut-Off Valve | 2 | EA | 0% | 2 | 101 | 202 | 0.71 | 1.42 | 57.65 | 40.9315 | 81.863 | 141.9315 | 283.863
264 |  |  | 2-1/2" Dia Flexible Connector | 2 | EA | 0% | 2 | 25.5 | 51 | 0.35 | 0.7 | 57.65 | 20.1775 | 40.355 | 45.6775 | 91.355
FIXTURES
265 |  |  | 1/2" Dia HB-1, HOSE BIBB ZURN Z1341XL-P34 | 1 | EA | 0% | 1 | 125 | 125 | 1.85 | 1.85 | 57.65 | 106.6525 | 106.6525 | 231.6525 | 231.6525
266 |  |  | 3/4" Dia HB-1, HOSE BIBB ZURN Z1341XL-P34 | 3 | EA | 0% | 3 | 125 | 375 | 1.85 | 5.55 | 57.65 | 106.6525 | 319.9575 | 231.6525 | 694.9575
267 |  |  | 3/4" Dia RH-1, ROOF HYDRANT ZURN Z1388XL-VB | 2 | EA | 0% | 2 | 1799 | 3598 | 3.2 | 6.4 | 57.65 | 184.48 | 368.96 | 1983.48 | 3966.96
268 |  |  | OB-3, YANGA WATER OUTLET BOX SIOUX CHIEF 696-R2313MF ABS PLASTIC WHITE | 1 | EA | 0% | 1 | 94.51 | 94.51 | 1.38 | 1.38 | 57.65 | 79.557 | 79.557 | 174.067 | 174.067
269 |  |  | WS-1, WATER SOFTENER, WATTS PWS1512E11, 23.0 GPM 15.0 psi 0.5 1 1/2" 1 1/2" 320 lb | 1 | EA | 0% | 1 | 4544.89 | 4544.89 | 4.5 | 4.5 | 57.65 | 259.425 | 259.425 | 4804.315 | 4804.315
270 |  |  | DF-2, DRINKING FOUNTAIN ELKAY LZSTLDDLC GALVANIZED STEEL STAINLESS STEEL CABINET. | 1 | EA | 0% | 1 | 2015 | 2015 | 5.35 | 5.35 | 57.65 | 308.4275 | 308.4275 | 2323.4275 | 2323.4275
271 |  |  | LV-2B, LAVATORY BASIN SOPHSTONE SLANT (ST) STONE COMPOSITE ASH SEE LV-2F SEE LV-2F | 4 | EA | 0% | 4 | 3058.2 | 12232.8 | 5.15 | 20.6 | 57.65 | 296.8975 | 1187.59 | 3355.0975 | 13420.39
272 |  |  | LV-2F, LAVATORY FAUCET DYSON WD04 (247959-01) SEE LV-2B SEE LV-2B ELECTRONIC | 8 | EA | 0% | 8 | 1949.99 | 15599.92 | 5.15 | 41.2 | 57.65 | 296.8975 | 2375.18 | 2246.8875 | 17975.1
273 |  |  | SH-1, SHOWER HEAD SYMMONS 432SH-1.5 SYMMONS S-3500-CYL-B-TRM MANUAL | 8 | EA | 0% | 8 | 380 | 3040 | 2.85 | 22.8 | 57.65 | 164.3025 | 1314.42 | 544.3025 | 4354.42
274 |  |  | SH-2, SHOWER SYSTEM - ADA SYMMONS H35-36-1.5 SYMMONS S-3500-CYL-B-TRM MANUAL | 2 | EA | 0% | 2 | 1485 | 2970 | 6.12 | 12.24 | 57.65 | 352.818 | 705.636 | 1837.818 | 3675.636
275 |  |  | S-1, SINGLE BOWL SINK ELKAY CDKAD251765 STAINLESS STEEL STAINLESS STEEL DELTA 9192T-DST MANUAL | 2 | EA | 0% | 2 | 2012 | 4024 | 3.95 | 7.9 | 57.65 | 227.7175 | 455.435 | 2239.7175 | 4479.435
276 |  |  | S-2B, 4-COMPARTMENT SINK ADVANCE TABCO FC43-1818-18RL STAINLESS STEEL STAINLESS STEEL SEE S-2F SEE S-2F | 1 | EA | 0% | 1 | 3061.8 | 3061.8 | 4.65 | 4.65 | 57.65 | 268.0725 | 268.0725 | 3329.8725 | 3329.8725
277 |  |  | EWC-1, WATER COOLER - ADA ELKAY LZSTL8WSLK GALVANIZED STEEL STAINLESS STEEL CABINET. | 2 | EA | 0% | 2 | 2937.5 | 5875 | 5.85 | 11.7 | 57.65 | 337.2525 | 674.505 | 3274.7525 | 6549.505
278 |  |  | HS-1, HAND SINK REGENCY 600HSI7AUTO STAINLESS STEEL STAINLESS STEEL REGENCY INCLUDED MANUAL. | 1 | EA | 0% | 1 | 950 | 950 | 3.85 | 3.85 | 57.65 | 221.9525 | 221.9525 | 1171.9525 | 1171.9525
279 |  |  | JS-1, JANITOR SINK ZURN Z1996-24 HIGH DENSITY COMPOSITE ZURN Z843M1-RC MANUAL | 5 | EA | 0% | 5 | 248.67 | 1243.35 | 1.84 | 9.2 | 57.65 | 106.076 | 530.38 | 354.746 | 1773.73
280 |  |  | LV-1, LAVATORY - WALL HUNG - ADA AMERICAN STANDARD 355.012 WHITE VITREOUS CHINA WHITE SYMMONS SLS-7000 METERING | 2 | EA | 0% | 2 | 1050 | 2100 | 5.15 | 10.3 | 57.65 | 296.8975 | 593.795 | 1346.8975 | 2693.795
281 |  |  | OB-1, ICE MAKER OUTLET BOX OATEY 38628 HIGH IMPACT POLYSTRENE WHITE | 2 | EA | 0% | 2 | 450 | 900 | 2.25 | 4.5 | 57.65 | 129.7125 | 259.425 | 579.7125 | 1159.425
282 |  |  | S-2F, 4-COMPARTMENT SINK FAUCET COMPONENT HARDWARE TLL13-8112-SE1Z STAINLESS STEEL STAINLESS STEEL SEE S-2B SEE S-2B MANUAL | 2 | EA | 0% | 2 | 165 | 330 | 1.25 | 2.5 | 57.65 | 72.0625 | 144.125 | 237.0625 | 474.125
283 |  |  | UR-1A, URINAL TOTO UT105UG WHITE VITREOUS CHINA WHITE TOTO TEU1UA12#CP SENSOR | 4 | EA | 0% | 4 | 858 | 3432 | 4.89 | 19.56 | 57.65 | 281.9085 | 1127.634 | 1139.9085 | 4559.634
284 |  |  | WB-1, WASHING MACHINE OUTLET BOX IPS 82158 ABS PLASTIC WHITE | 1 | EA | 0% | 1 | 485 | 485 | 2.85 | 2.85 | 57.65 | 164.3025 | 164.3025 | 649.3025 | 649.3025
285 |  |  | WC-1A, WATER CLOSET - FLOOR - FLUSH VALVE - ADA TOTO CT705UN(G) WHITE VITREOUS CHINA WHITE TOTO TET1LA32#CP-w SENSOR | 12 | EA | 0% | 12 | 1250 | 15000 | 5.5 | 66 | 57.65 | 317.075 | 3804.9 | 1567.075 | 18804.9
286 |  |  | WC-2, WATER CLOSET - FLOOR - TANK TYPE - ADA ZURN Z5555-K WHITE VITREOUS CHINA WHITE TANK TYPE | 1 | EA | 0% | 1 | 1325 | 1325 | 5.5 | 5.5 | 57.65 | 317.075 | 317.075 | 1642.075 | 1642.075
287 |  |  | WC-3, WATER CLOSET - FLOOR - TANK TYPE -10" RIM HEIGHT AMERICAN STANDARD 2315.228 WHITE VITREOUS CHINA WHITE TANK TYPE | 1 | EA | 0% | 1 | 1650 | 1650 | 5.5 | 5.5 | 57.65 | 317.075 | 317.075 | 1967.075 | 1967.075
288 |  |  | 2" Dia FD-1P, FLOOR DRAIN WATTS FD-100-A EPOXY COATED CAST IRON NICKEL BRONZE Yes EPOXY COATED CAST IRON FLOOR DRAIN WITH ANCHOR FLANGE, REVERSIBLE CLAMPING COLLAR WITH PRIMARY & SECONDARY WEEPHOLES, 8"Ø ADJUSTABLE ROUND HEEL PROOF NICKEL BRONZE STRAINER, AND NO HUB OUTLET | 8 | EA | 0% | 8 | 243.99 | 1951.92 | 1.35 | 10.8 | 57.65 | 77.8275 | 622.62 | 321.8175 | 2574.54
289 |  |  | 2" Dia FS-2, FLOOR SINK WATTS FS-740 EPOXY COATED CAST IRON ALUMINUM 12" SQUARE X 8" DEEP SANITARY FLOOR SINK WITH WHITE PORCELAIN ENAMEL COATED INTERIOR, LOOSE SET PORCELAIN ENAMEL COATED CAST IRON GRATE, ALUMINUM DOME BOTTOM STRAINER, AND NO HUB OUTLET | 1 | EA | 0% | 1 | 294.7 | 294.7 | 1.4 | 1.4 | 57.65 | 80.71 | 80.71 | 375.41 | 375.41
290 |  |  | 3" Dia FS-1, FLOOR SINK ZURN FS-750 EPOXY COATED CAST IRON ALUMINUM 16" SQUARE X 12" DEEP SANITARY FLOOR SINK WITH WHITE ACID RESISTANT PORCELAIN ENAMEL COATED INTERIOR, LOOSE SET PORCELAIN ENAMEL COATED CAST IRON GRATE, ALUMINUM DOME BOTTOM STRAINER, AND NO HUB OUTLET. | 1 | EA | 0% | 1 | 442.05 | 442.05 | 1.42 | 1.42 | 57.65 | 81.863 | 81.863 | 523.913 | 523.913
291 |  |  | 3" Dia TD-1, TRENCH DRAIN Specially Industries Slot Drain Systems 6000 SERIES POLYPROPYLENE 0.5% Pre-Sloped T316 SS 1/2" Slot Drain with 12 x 12 Catch Basins, Cleaning Paddle, Self-Flushing Water Connections, Run Type 12 or 102B, End Type-Open, End Cap, Flush Nipple | 1 | EA | 0% | 1 | 1725 | 1725 | 1.75 | 1.75 | 57.65 | 100.8875 | 100.8875 | 1825.8875 | 1825.8875
292 |  |  | 3" Dia TD-2, TRENCH DRAIN ZURN ZA880-300B-AZ ALUMINUM ALUMINUM 1.5 MODULAR, WIDE-REVEAL TRENCH DRAIN SYSTEM. VIERFY MODULE LENGTH WITH ARCHITECTURAL PRIOR TO ORDERING. | 6 | EA | 0% | 6 | 1725 | 10350 | 1.75 | 10.5 | 57.65 | 100.8875 | 605.325 | 1825.8875 | 10955.325
|  |  | GI-1, GREASE INTERSEPTOR, JR Smith 8035-B-H20-ARIO, HYDROMECHANICAL 35.0 GPM 216 lb, GREASE INTERCEPTOR SIZING: FOUR COMPARTMENT SINK= [4 BOWLS]x18"x18"x14" / [231] = 78.55 GAL. 78.55 GAL. x [0.75 FILL FACTOR] / [2 MINUTE DRAIN PERIOD] = 29.5 GPM **GREASE INTERCEPTOR INSTALLED BY SHELL CONTRACTOR, DATA SHOWN FOR INFORMATION ONLY** | 1 | EA
MISC
293 |  |  | Concrete Pad | 2 | EA | 0% | 2 | 250 | 500 | 2.5 | 5 | 57.65 | 144.125 | 288.25 | 394.125 | 788.25
294 |  |  | 1/2" Dia PVC Sleeve | 8 | EA | 0% | 8 | 22 | 176 | 0.45 | 3.6 | 57.65 | 25.9425 | 207.54 | 47.9425 | 383.54
295 |  |  | 3/4" Dia Polyvinyl Chloride Boot W/ Stainless Steel Adjustable Clamps | 2 | EA | 0% | 2 | 16.28 | 32.56 | 0.35 | 0.7 | 57.65 | 20.1775 | 40.355 | 36.4575 | 72.915
296 |  |  | TRENCHING & BACKFILLING | 145.7778 | CY | 0% | 145.7778 | 5 | 728.8889 | 0.54 | 78.72 | 57.65 | 31.131 | 4538.208 | 36.131 | 5267.0969
|  |  | SUBTOTAL | [13 empty] | 539602.9136
|  |  |  | TOTAL MATERIAL COST |  |  | 359275.3808 |  | TOTAL LABOR HOURS |  | 3127.9711 | TOTAL LABOR COST |  |  | 180327.5327
|  |  | TOTAL AMOUNT | [13 empty] | 593602.9136
|  |  | CONTIGENCIES (5%) | [9 empty] | 5% |  |  |  | 29680.1457
|  |  | OVERHEAD AND PROFIT (10%) | [9 empty] | 10% |  |  |  | 59360.2914
|  |  | TAX (8.5%) | [9 empty] | 10.5% |  |  |  | 62328.3059
|  |  | PERFORMANCE AND PAYMENT BONDS | [9 empty] | 1.5% |  |  |  | 8904.0437
|  |  | TOTAL BASEBID | [13 empty] | 753875.7002

## Alternate
DETAILED BREAKDOWN OF ITEMS
ABC | [7 empty] | XYZ
S# | Dwg. | CSI NO | DESCRIPTION | QTY. | UNIT | WASTAGE | QTY. W/ WASTAGE | UNIT MATERIAL COST | TOTAL MATERIAL COST | UNIT LABOR HOUR | TOTAL LABOR HOUR | LABOR WAGE/ HOUR | UNIT LABOR COST | TOTAL LABOR COST | UNIT COST (Labor + Material) | TOTAL COST | TRADE TOTAL
|  | 1 | DIVISION 01-GENERAL REQUIREMENTS
1 |  |  | Permits | 1 | LS | 0% | 1 | 0 | 0 | 0 | 0 | 0 | 0 | 0 | 0 | 54000
2 |  |  | Supervision and Coordination | 1 | LS | 0% | 1 | 0 | 0 | 0 | 0 | 0 | 0 | 0 | 0
3 |  |  | Submittals and Shop drawings | 1 | LS | 0% | 1 | 0 | 0 | 0 | 0 | 0 | 0 | 0 | 0
4 |  |  | Final Cleaning | 1 | LS | 0% | 1 | 0 | 0 | 0 | 0 | 0 | 0 | 0 | 0
5 |  |  | Mobilization Costs | 1 | LS | 0% | 1 | 0 | 0 | 0 | 0 | 0 | 0 | 0 | 0
6 |  |  | Temporary Control & Facilities | 1 | LS | 0% | 1 | 0 | 0 | 0 | 0 | 0 | 0 | 0 | 0
7 |  |  | Scaffolding | 1 | LS | 0% | 1 | 0 | 0 | 0 | 0 | 0 | 0 | 0 | 0
|  |  | SUBTOTAL | [13 empty] | 54000
|  | 22 | DIVISION 22- PLUMBING
GAS PIPES
SCHEDULE 40 BLACK STEEL PIPE ASTM A53, W/ FITTINGS ASME B16.3 W/ WEATHER PROOF COAT
8 |  |  | 3/4" Dia Gas Pipe | 64.85 | LF | 5% | 68.0925 | 3 | 204.2775 | 0.105 | 7.1497 | 57.65 | 6.0533 | 412.1809 | 9.0533 | 616.4584
9 |  |  | 1" Dia Gas Pipe | 145.27 | LF | 5% | 152.5335 | 4.016 | 612.5745 | 0.125 | 19.0667 | 57.65 | 7.2062 | 1099.1945 | 11.2223 | 1711.7691
10 |  |  | 1-1/4" Dia Gas Pipe | 341.28 | LF | 5% | 358.344 | 5.02 | 1798.8869 | 0.18 | 64.5019 | 57.65 | 10.377 | 3718.5357 | 15.397 | 5517.4226
11 |  |  | 1-1/2" Dia Gas Pipe | 29.58 | LF | 5% | 31.059 | 5.86 | 182.0057 | 0.2 | 6.2118 | 57.65 | 11.53 | 358.1103 | 17.39 | 540.116
12 |  |  | 2" Dia Gas Pipe | 224.28 | LF | 5% | 235.494 | 7.25 | 1707.3315 | 0.262 | 61.6994 | 57.65 | 15.1043 | 3556.972 | 22.3543 | 5264.3035
13 |  |  | 2-1/2" Dia Gas Pipe | 111.67 | LF | 5% | 117.2535 | 15.11 | 1771.7004 | 0.32 | 37.5211 | 57.65 | 18.448 | 2163.0926 | 33.558 | 3934.793
14 |  |  | 3" Dia Gas Pipe | 193.04 | LF | 5% | 202.692 | 21.615 | 4381.1876 | 0.365 | 73.9826 | 57.65 | 21.0422 | 4265.0957 | 42.6572 | 8646.2833
15 |  |  | 4" Dia Gas Pipe | 66.58 | LF | 5% | 69.909 | 28.82 | 2014.7774 | 0.444 | 31.0396 | 57.65 | 25.5966 | 1789.4327 | 54.4166 | 3804.2101
FITTINGS
16 |  |  | 3/4" Dia Gas Pipe 90 Deg Elbow | 5 | EA | 0% | 5 | 4.59 | 22.95 | 0.55 | 2.75 | 57.65 | 31.7075 | 158.5375 | 36.2975 | 181.4875
17 |  |  | 1" Dia Gas Pipe 90 Deg Elbow | 12 | EA | 0% | 12 | 8.5 | 102 | 0.56 | 6.72 | 57.65 | 32.284 | 387.408 | 40.784 | 489.408
18 |  |  | 1-1/4" Dia Gas Pipe 90 Deg Elbow | 25 | EA | 0% | 25 | 9.1 | 227.5 | 0.57 | 14.25 | 57.65 | 32.8605 | 821.5125 | 41.9605 | 1049.0125
19 |  |  | 1-1/2" Dia Gas Pipe 90 Deg Elbow | 1 | EA | 0% | 1 | 12.1 | 12.1 | 0.58 | 0.58 | 57.65 | 33.437 | 33.437 | 45.537 | 45.537
20 |  |  | 2" Dia Gas Pipe 90 Deg Elbow | 5 | EA | 0% | 5 | 15.2 | 76 | 0.59 | 2.95 | 57.65 | 34.0135 | 170.0675 | 49.2135 | 246.0675
21 |  |  | 2-1/2" Dia Gas Pipe 90 Deg Elbow | 4 | EA | 0% | 4 | 22.5 | 90 | 0.6 | 2.4 | 57.65 | 34.59 | 138.36 | 57.09 | 228.36
22 |  |  | 3" Dia Gas Pipe 90 Deg Elbow | 2 | EA | 0% | 2 | 32.53 | 65.06 | 0.61 | 1.22 | 57.65 | 35.1665 | 70.333 | 67.6965 | 135.393
23 |  |  | 3/4" Dia Gas Pipe Tee | 2 | EA | 0% | 2 | 6.45 | 12.9 | 0.65 | 1.3 | 57.65 | 37.4725 | 74.945 | 43.9225 | 87.845
24 |  |  | 1" Dia Gas Pipe Tee | 4 | EA | 0% | 4 | 12.5 | 50 | 0.67 | 2.68 | 57.65 | 38.6255 | 154.502 | 51.1255 | 204.502
25 |  |  | 1-1/4" / 1" Dia Gas Pipe Tee | 1 | EA | 0% | 1 | 18.25 | 18.25 | 0.68 | 0.68 | 57.65 | 39.202 | 39.202 | 57.452 | 57.452
26 |  |  | 1-1/4" Dia Gas Pipe Tee | 7 | EA | 0% | 7 | 25.5 | 178.5 | 0.69 | 4.83 | 57.65 | 39.7785 | 278.4495 | 65.2785 | 456.9495
27 |  |  | 2" / 3/4" Dia Gas Pipe Tee | 2 | EA | 0% | 2 | 30.5 | 61 | 0.7 | 1.4 | 57.65 | 40.355 | 80.71 | 70.855 | 141.71
28 |  |  | 2" / 1" Dia Gas Pipe Tee | 1 | EA | 0% | 1 | 38.5 | 38.5 | 0.72 | 0.72 | 57.65 | 41.508 | 41.508 | 80.008 | 80.008
29 |  |  | 2" / 1-1/4" Dia Gas Pipe Tee | 3 | EA | 0% | 3 | 50.5 | 151.5 | 0.74 | 2.22 | 57.65 | 42.661 | 127.983 | 93.161 | 279.483
30 |  |  | 2" Dia Gas Pipe Tee | 3 | EA | 0% | 3 | 70.12 | 210.36 | 0.76 | 2.28 | 57.65 | 43.814 | 131.442 | 113.934 | 341.802
31 |  |  | 2-1/2" / 1-1/4" Dia Gas Pipe Tee | 1 | EA | 0% | 1 | 86.5 | 86.5 | 0.78 | 0.78 | 57.65 | 44.967 | 44.967 | 131.467 | 131.467
32 |  |  | 3" / 3/4" Dia Gas Pipe Tee | 1 | EA | 0% | 1 | 90.2 | 90.2 | 0.8 | 0.8 | 57.65 | 46.12 | 46.12 | 136.32 | 136.32
33 |  |  | 3" / 1-1/4" Dia Gas Pipe Tee | 1 | EA | 0% | 1 | 110.5 | 110.5 | 0.81 | 0.81 | 57.65 | 46.6965 | 46.6965 | 157.1965 | 157.1965
34 |  |  | 3" / 2" Dia Gas Pipe Tee | 1 | EA | 0% | 1 | 130 | 130 | 0.82 | 0.82 | 57.65 | 47.273 | 47.273 | 177.273 | 177.273
35 |  |  | 3" Dia Gas Pipe Tee | 2 | EA | 0% | 2 | 148 | 296 | 0.84 | 1.68 | 57.65 | 48.426 | 96.852 | 196.426 | 392.852
36 |  |  | 4" / 3" Dia Gas Pipe Tee | 1 | EA | 0% | 1 | 170.26 | 170.26 | 0.85 | 0.85 | 57.65 | 49.0025 | 49.0025 | 219.2625 | 219.2625
37 |  |  | 1-1/2" / 1-1/4" Dia Gas Pipe Reducer | 1 | EA | 0% | 1 | 14.61 | 14.61 | 0.4 | 0.4 | 57.65 | 23.06 | 23.06 | 37.67 | 37.67
38 |  |  | 2" / 1-1/4" Dia Gas Pipe Reducer | 1 | EA | 0% | 1 | 20.5 | 20.5 | 0.42 | 0.42 | 57.65 | 24.213 | 24.213 | 44.713 | 44.713
39 |  |  | 2" / 1-1/2" Dia Gas Pipe Reducer | 1 | EA | 0% | 1 | 35.5 | 35.5 | 0.44 | 0.44 | 57.65 | 25.366 | 25.366 | 60.866 | 60.866
40 |  |  | 2-1/2" / 2" Dia Gas Pipe Reducer | 1 | EA | 0% | 1 | 45 | 45 | 0.46 | 0.46 | 57.65 | 26.519 | 26.519 | 71.519 | 71.519
41 |  |  | 3" / 1-1/4" Dia Gas Pipe Reducer | 1 | EA | 0% | 1 | 52 | 52 | 0.48 | 0.48 | 57.65 | 27.672 | 27.672 | 79.672 | 79.672
42 |  |  | 3" / 2" Dia Gas Pipe Reducer | 2 | EA | 0% | 2 | 58 | 116 | 0.5 | 1 | 57.65 | 28.825 | 57.65 | 86.825 | 173.65
43 |  |  | 3" / 2-1/2" Dia Gas Pipe Reducer | 1 | EA | 0% | 1 | 65 | 65 | 0.52 | 0.52 | 57.65 | 29.978 | 29.978 | 94.978 | 94.978
44 |  |  | 4" / 3" Dia Gas Pipe Reducer | 1 | EA | 0% | 1 | 70.34 | 70.34 | 0.53 | 0.53 | 57.65 | 30.5545 | 30.5545 | 100.8945 | 100.8945
ACCESSORIES
45 |  |  | 3/4" Dia Flexible Connector | 2 | EA | 0% | 2 | 5.12 | 10.24 | 0.4 | 0.8 | 57.65 | 23.06 | 46.12 | 28.18 | 56.36
46 |  |  | 3/4" Dia Gas Shut-Off Valve | 2 | EA | 0% | 2 | 35.5 | 71 | 0.65 | 1.3 | 57.65 | 37.4725 | 74.945 | 72.9725 | 145.945
47 |  |  | 3/4" Dia Gas Union | 2 | EA | 0% | 2 | 15.45 | 30.9 | 0.6 | 1.2 | 57.65 | 34.59 | 69.18 | 50.04 | 100.08
48 |  |  | 3/4" Dia Sediment Trap W/ Cap | 2 | EA | 0% | 2 | 90.45 | 180.9 | 0.65 | 1.3 | 57.65 | 37.4725 | 74.945 | 127.9225 | 255.845
49 |  |  | 1" Dia Flexible Connector | 4 | EA | 0% | 4 | 10.45 | 41.8 | 0.45 | 1.8 | 57.65 | 25.9425 | 103.77 | 36.3925 | 145.57
50 |  |  | 1" Dia Gas Shut-Off Valve | 4 | EA | 0% | 4 | 46.6667 | 186.6667 | 0.68 | 2.72 | 57.65 | 39.202 | 156.808 | 85.8687 | 343.4747
51 |  |  | 1" Dia Gas Union | 4 | EA | 0% | 4 | 20.25 | 81 | 0.62 | 2.48 | 57.65 | 35.743 | 142.972 | 55.993 | 223.972
52 |  |  | 1" Dia Sediment Trap W/ Cap | 4 | EA | 0% | 4 | 110 | 440 | 0.4772 | 1.9088 | 57.65 | 27.5106 | 110.0423 | 137.5106 | 550.0423
53 |  |  | 1-1/4" Dia Flexible Connector | 7 | EA | 0% | 7 | 15.5 | 108.5 | 0.46 | 3.22 | 57.65 | 26.519 | 185.633 | 42.019 | 294.133
54 |  |  | 1-1/4" Dia Gas Shut-Off Valve | 7 | EA | 0% | 7 | 55.2 | 386.4 | 0.69 | 4.83 | 57.65 | 39.7785 | 278.4495 | 94.9785 | 664.8495
55 |  |  | 1-1/4" Dia Gas Union | 7 | EA | 0% | 7 | 25.2 | 176.4 | 0.63 | 4.41 | 57.65 | 36.3195 | 254.2365 | 61.5195 | 430.6365
56 |  |  | 1-1/4" Dia Sediment Trap W/ Cap | 7 | EA | 0% | 7 | 125 | 875 | 0.55 | 3.85 | 57.65 | 31.7075 | 221.9525 | 156.7075 | 1096.9525
57 |  |  | 2" Dia Flexible Connector | 2 | EA | 0% | 2 | 25.5 | 51 | 0.51 | 1.02 | 57.65 | 29.4015 | 58.803 | 54.9015 | 109.803
58 |  |  | 2" Dia Gas Shut-Off Valve | 2 | EA | 0% | 2 | 69.5 | 139 | 0.72 | 1.44 | 57.65 | 41.508 | 83.016 | 111.008 | 222.016
59 |  |  | 2" Dia Gas Union | 2 | EA | 0% | 2 | 30.5 | 61 | 0.68 | 1.36 | 57.65 | 39.202 | 78.404 | 69.702 | 139.404
60 |  |  | 2" Dia Sediment Trap W/ Cap | 2 | EA | 0% | 2 | 150 | 300 | 0.72 | 1.44 | 57.65 | 41.508 | 83.016 | 191.508 | 383.016
VENT PIPES
SCHEDULE 40 PVC PIPE ASTM A53, W/ FITTINGS ASTM D2665
61 |  |  | 1-1/2" Dia Vent Pipe | 313.25 | LF | 5% | 328.9125 | 4.41 | 1450.5041 | 0.222 | 73.0186 | 57.65 | 12.7983 | 4209.5208 | 17.2083 | 5660.025
62 |  |  | 2" Dia Vent Pipe | 392.27 | LF | 5% | 411.8835 | 5 | 2059.4175 | 0.271 | 111.6204 | 57.65 | 15.6232 | 6434.9177 | 20.6231 | 8494.3352
63 |  |  | 3" Dia Vent Pipe | 96.29 | LF | 5% | 101.1045 | 8.15 | 824.0017 | 0.302 | 30.5336 | 57.65 | 17.4103 | 1760.2597 | 25.5603 | 2584.2614
64 |  |  | 4" Dia Vent Pipe | 6.37 | LF | 5% | 6.6885 | 10.45 | 69.8948 | 0.333 | 2.2273 | 57.65 | 19.1974 | 128.4021 | 29.6474 | 198.297
FITTINGS
65 |  |  | 1-1/2" Dia Vent Pipe 45 Deg Elbow | 9 | EA | 0% | 9 | 2.5 | 22.5 | 0.45 | 4.05 | 57.65 | 25.9425 | 233.4825 | 28.4425 | 255.9825
66 |  |  | 2" Dia Vent Pipe 45 Deg Elbow | 4 | EA | 0% | 4 | 4.54 | 18.16 | 0.46 | 1.84 | 57.65 | 26.519 | 106.076 | 31.059 | 124.236
67 |  |  | 1-1/2" Dia Vent Pipe 90 Deg Elbow | 35 | EA | 0% | 35 | 7.5 | 262.5 | 0.47 | 16.45 | 57.65 | 27.0955 | 948.3425 | 34.5955 | 1210.8425
68 |  |  | 2" Dia Vent Pipe 90 Deg Elbow | 35 | EA | 0% | 35 | 10.5 | 367.5 | 0.48 | 16.8 | 57.65 | 27.672 | 968.52 | 38.172 | 1336.02
69 |  |  | 1-1/2" Dia Vent Pipe Tee | 3 | EA | 0% | 3 | 13.09 | 39.27 | 0.5 | 1.5 | 57.65 | 28.825 | 86.475 | 41.915 | 125.745
70 |  |  | 2" / 1-1/2" Dia Vent Pipe Tee | 10 | EA | 0% | 10 | 19.2 | 192 | 0.51 | 5.1 | 57.65 | 29.4015 | 294.015 | 48.6015 | 486.015
71 |  |  | 2" Dia Vent Pipe Tee | 18 | EA | 0% | 18 | 25.2 | 453.6 | 0.52 | 9.36 | 57.65 | 29.978 | 539.604 | 55.178 | 993.204
72 |  |  | 3" / 1-1/2" Dia Vent Pipe Tee | 3 | EA | 0% | 3 | 29.5 | 88.5 | 0.53 | 1.59 | 57.65 | 30.5545 | 91.6635 | 60.0545 | 180.1635
73 |  |  | 3" / 2" Dia Vent Pipe Tee | 9 | EA | 0% | 9 | 34.5 | 310.5 | 0.54 | 4.86 | 57.65 | 31.131 | 280.179 | 65.631 | 590.679
74 |  |  | 3" Dia Vent Pipe Tee | 5 | EA | 0% | 5 | 38.5 | 192.5 | 0.55 | 2.75 | 57.65 | 31.7075 | 158.5375 | 70.2075 | 351.0375
75 |  |  | 4" Dia Vent Pipe Tee | 1 | EA | 0% | 1 | 43.73 | 43.73 | 0.56 | 0.56 | 57.65 | 32.284 | 32.284 | 76.014 | 76.014
76 |  |  | 2" / 1-1/2" Dia Vent Pipe Reducer | 9 | EA | 0% | 9 | 13.5 | 121.5 | 0.38 | 3.42 | 57.65 | 21.907 | 197.163 | 35.407 | 318.663
77 |  |  | 3" / 1-1/2" Dia Vent Pipe Reducer | 2 | EA | 0% | 2 | 19.5 | 39 | 0.39 | 0.78 | 57.65 | 22.4835 | 44.967 | 41.9835 | 83.967
78 |  |  | 3" / 2" Dia Vent Pipe Reducer | 7 | EA | 0% | 7 | 25.2 | 176.4 | 0.4 | 2.8 | 57.65 | 23.06 | 161.42 | 48.26 | 337.82
79 |  |  | 4" / 2" Dia Vent Pipe Reducer | 1 | EA | 0% | 1 | 35.2 | 35.2 | 0.41 | 0.41 | 57.65 | 23.6365 | 23.6365 | 58.8365 | 58.8365
80 |  |  | 4" / 3" Dia Vent Pipe Reducer | 1 | EA | 0% | 1 | 55.2 | 55.2 | 0.42 | 0.42 | 57.65 | 24.213 | 24.213 | 79.413 | 79.413
SANITARY PIPES - BELOW GRADE
SCHEDULE 40 PVC PIPE ASTM A53, W/ FITTINGS ASTM D2665
81 |  |  | 2" Dia Sanitary Pipe | 250.47 | LF | 5% | 262.9935 | 5 | 1314.9675 | 0.271 | 71.2712 | 57.65 | 15.6232 | 4108.7869 | 20.6231 | 5423.7544
82 |  |  | 3" Dia Sanitary Pipe | 280.51 | LF | 5% | 294.5355 | 8.15 | 2400.4643 | 0.302 | 88.9497 | 57.65 | 17.4103 | 5127.9514 | 25.5603 | 7528.4157
83 |  |  | 4" Dia Sanitary Pipe | 348.47 | LF | 5% | 365.8935 | 10.45 | 3823.5871 | 0.333 | 121.8425 | 57.65 | 19.1974 | 7024.2222 | 29.6474 | 10847.8092
84 |  |  | 6" Dia Sanitary Pipe | 136.79 | LF | 5% | 143.6295 | 17.95 | 2578.1495 | 0.41 | 58.8881 | 57.65 | 23.6365 | 3394.8987 | 41.5865 | 5973.0482
85 |  |  | 1-1/2" Dia Vent Pipe | 11.56 | LF | 5% | 12.138 | 4.41 | 53.5286 | 0.222 | 2.6946 | 57.65 | 12.7983 | 155.3458 | 17.2083 | 208.8743
FITTINGS
86 |  |  | 2" Dia PVC Pipe 90 Deg Elbow | 34 | EA | 0% | 34 | 8.96 | 304.64 | 0.36 | 12.24 | 57.65 | 20.754 | 705.636 | 29.714 | 1010.276
87 |  |  | 3" Dia PVC Pipe 90 Deg Elbow | 20 | EA | 0% | 20 | 15.5 | 310 | 0.37 | 7.4 | 57.65 | 21.3305 | 426.61 | 36.8305 | 736.61
88 |  |  | 4" Dia PVC Pipe 90 Deg Elbow | 24 | EA | 0% | 24 | 19.5 | 468 | 0.38 | 9.12 | 57.65 | 21.907 | 525.768 | 41.407 | 993.768
89 |  |  | 2" Dia PVC Pipe 45 Deg Elbow | 10 | EA | 0% | 10 | 10.5 | 105 | 0.37 | 3.7 | 57.65 | 21.3305 | 213.305 | 31.8305 | 318.305
90 |  |  | 3" Dia PVC Pipe 45 Deg Elbow | 20 | EA | 0% | 20 | 16.5 | 330 | 0.39 | 7.8 | 57.65 | 22.4835 | 449.67 | 38.9835 | 779.67
91 |  |  | 4" Dia PVC Pipe 45 Deg Elbow | 8 | EA | 0% | 8 | 22.5 | 180 | 0.4 | 3.2 | 57.65 | 23.06 | 184.48 | 45.56 | 364.48
92 |  |  | 2" Dia PVC Pipe Combination Wye | 30 | EA | 0% | 30 | 19.87 | 596.1 | 0.45 | 13.5 | 57.65 | 25.9425 | 778.275 | 45.8125 | 1374.375
93 |  |  | 3" / 1-1/2" Dia PVC Pipe Combination Wye | 1 | EA | 0% | 1 | 30.3 | 30.3 | 0.46 | 0.46 | 57.65 | 26.519 | 26.519 | 56.819 | 56.819
94 |  |  | 3" / 2" Dia PVC Pipe Wye | 8 | EA | 0% | 8 | 50.2 | 401.6 | 0.47 | 3.76 | 57.65 | 27.0955 | 216.764 | 77.2955 | 618.364
95 |  |  | 3" Dia PVC Pipe Wye | 5 | EA | 0% | 5 | 65.5 | 327.5 | 0.48 | 2.4 | 57.65 | 27.672 | 138.36 | 93.172 | 465.86
96 |  |  | 3" Dia PVC Pipe Combination Wye | 31 | EA | 0% | 31 | 72.2 | 2238.2 | 0.49 | 15.19 | 57.65 | 28.2485 | 875.7035 | 100.4485 | 3113.9035
97 |  |  | 4" / 2" Dia PVC Pipe Combination Wye | 10 | EA | 0% | 10 | 85.5 | 855 | 0.5 | 5 | 57.65 | 28.825 | 288.25 | 114.325 | 1143.25
98 |  |  | 4" / 3" Dia PVC Pipe Combination Wye | 3 | EA | 0% | 3 | 90 | 270 | 0.51 | 1.53 | 57.65 | 29.4015 | 88.2045 | 119.4015 | 358.2045
99 |  |  | 4" Dia PVC Pipe Wye | 9 | EA | 0% | 9 | 98 | 882 | 0.52 | 4.68 | 57.65 | 29.978 | 269.802 | 127.978 | 1151.802
100 |  |  | 4" Dia PVC Pipe Combination Wye | 21 | EA | 0% | 21 | 105 | 2205 | 0.53 | 11.13 | 57.65 | 30.5545 | 641.6445 | 135.5545 | 2846.6445
101 |  |  | 6" / 2" Dia PVC Pipe Wye | 4 | EA | 0% | 4 | 110 | 440 | 0.54 | 2.16 | 57.65 | 31.131 | 124.524 | 141.131 | 564.524
102 |  |  | 6" / 3" Dia PVC Pipe Wye | 5 | EA | 0% | 5 | 119 | 595 | 0.55 | 2.75 | 57.65 | 31.7075 | 158.5375 | 150.7075 | 753.5375
103 |  |  | 6" / 4" Dia PVC Pipe Wye | 2 | EA | 0% | 2 | 131 | 262 | 0.56 | 1.12 | 57.65 | 32.284 | 64.568 | 163.284 | 326.568
104 |  |  | 6" / 4" Dia PVC Pipe Combination Wye | 2 | EA | 0% | 2 | 141.29 | 282.58 | 0.57 | 1.14 | 57.65 | 32.8605 | 65.721 | 174.1505 | 348.301
105 |  |  | 2" / 1-1/2" Dia PVC Pipe Reducer | 12 | EA | 0% | 12 | 6.99 | 83.88 | 0.5 | 6 | 57.65 | 28.825 | 345.9 | 35.815 | 429.78
106 |  |  | 3" / 1-1/2" Dia PVC Pipe Reducer | 11 | EA | 0% | 11 | 19.5 | 214.5 | 0.52 | 5.72 | 57.65 | 29.978 | 329.758 | 49.478 | 544.258
107 |  |  | 3" / 2" Dia PVC Pipe Reducer | 5 | EA | 0% | 5 | 31.5 | 157.5 | 0.54 | 2.7 | 57.65 | 31.131 | 155.655 | 62.631 | 313.155
108 |  |  | 4" / 2" Dia PVC Pipe Reducer | 14 | EA | 0% | 14 | 50.5 | 707 | 0.56 | 7.84 | 57.65 | 32.284 | 451.976 | 82.784 | 1158.976
109 |  |  | 4" / 3" Dia PVC Pipe Reducer | 1 | EA | 0% | 1 | 65 | 65 | 0.58 | 0.58 | 57.65 | 33.437 | 33.437 | 98.437 | 98.437
110 |  |  | 6" / 4" Dia PVC Pipe Reducer | 1 | EA | 0% | 1 | 85 | 85 | 0.6 | 0.6 | 57.65 | 34.59 | 34.59 | 119.59 | 119.59
111 |  |  | 6" Dia Coupling | 1 | EA | 0% | 1 | 35.5 | 35.5 | 0.6 | 0.6 | 57.65 | 34.59 | 34.59 | 70.09 | 70.09
GREASE WASTE PIPES - BELOW GRADE
NO-HUB CAST IRON PIPE ASTM A888, W/ FITTINGS ASTM A888
112 |  |  | 2" Dia Grease Waste Pipe | 34.73 | LF | 5% | 36.4665 | 5 | 182.3325 | 0.271 | 9.8824 | 57.65 | 15.6232 | 569.7216 | 20.6231 | 752.0541
113 |  |  | 3" Dia Grease Waste Pipe | 249.12 | LF | 5% | 261.576 | 8.15 | 2131.8444 | 0.302 | 78.996 | 57.65 | 17.4103 | 4554.1166 | 25.5603 | 6685.961
FITTINGS
114 |  |  | 2" Dia CAST IRON Pipe 90 Deg Elbow | 13 | EA | 0% | 13 | 40.97 | 532.61 | 0.65 | 8.45 | 57.65 | 37.4725 | 487.1425 | 78.4425 | 1019.7525
115 |  |  | 3" Dia CAST IRON Pipe 90 Deg Elbow | 12 | EA | 0% | 12 | 65 | 780 | 0.68 | 8.16 | 57.65 | 39.202 | 470.424 | 104.202 | 1250.424
116 |  |  | 2" Dia CAST IRON Pipe 45 Deg Elbow | 5 | EA | 0% | 5 | 48 | 240 | 0.66 | 3.3 | 57.65 | 38.049 | 190.245 | 86.049 | 430.245
117 |  |  | 3" Dia CAST IRON Pipe 45 Deg Elbow | 6 | EA | 0% | 6 | 69 | 414 | 0.69 | 4.14 | 57.65 | 39.7785 | 238.671 | 108.7785 | 652.671
118 |  |  | 2" Dia CAST IRON Pipe Combination Wye | 8 | EA | 0% | 8 | 29.26 | 234.08 | 0.7 | 5.6 | 57.65 | 40.355 | 322.84 | 69.615 | 556.92
119 |  |  | 3" / 2" Dia CAST IRON Pipe Wye | 2 | EA | 0% | 2 | 50.67 | 101.34 | 0.72 | 1.44 | 57.65 | 41.508 | 83.016 | 92.178 | 184.356
120 |  |  | 3" Dia CAST IRON Pipe Wye | 2 | EA | 0% | 2 | 62.2 | 124.4 | 0.74 | 1.48 | 57.65 | 42.661 | 85.322 | 104.861 | 209.722
121 |  |  | 2" / 1-1/2" Dia CAST IRON Pipe Reducer | 2 | EA | 0% | 2 | 59.35 | 118.7 | 0.65 | 1.3 | 57.65 | 37.4725 | 74.945 | 96.8225 | 193.645
122 |  |  | 3" Dia Coupling | 1 | EA | 0% | 1 | 62.5 | 62.5 | 0.66 | 0.66 | 57.65 | 38.049 | 38.049 | 100.549 | 100.549
DOMESTIC WATER PIPES
PEX A PIPE W/ ASTM F1960 FITTINGS
123 |  |  | 3/8" Dia Cold Water Pipe | 35 | LF | 5% | 36.75 | 2.9 | 106.575 | 0.071 | 2.6092 | 57.65 | 4.0931 | 150.4233 | 6.9931 | 256.9983
124 |  |  | 1/2" Dia Cold Water Pipe | 205 | LF | 5% | 215.25 | 3 | 645.75 | 0.081 | 17.4352 | 57.65 | 4.6696 | 1005.1422 | 7.6696 | 1650.8922
125 |  |  | 3/4" Dia Cold Water Pipe | 397.54 | LF | 5% | 417.417 | 3.12 | 1302.341 | 0.091 | 37.9849 | 57.65 | 5.2462 | 2189.8322 | 8.3661 | 3492.1732
126 |  |  | 1" Dia Cold Water Pipe | 149.84 | LF | 5% | 157.332 | 3.25 | 511.329 | 0.101 | 15.8905 | 57.65 | 5.8227 | 916.0892 | 9.0726 | 1427.4182
127 |  |  | 1-1/4" Dia Cold Water Pipe | 71.84 | LF | 5% | 75.432 | 3.4 | 256.4688 | 0.111 | 8.373 | 57.65 | 6.3991 | 482.7007 | 9.7991 | 739.1695
128 |  |  | 1-1/2" Dia Cold Water Pipe | 306.12 | LF | 5% | 321.426 | 3.5 | 1124.991 | 0.121 | 38.8925 | 57.65 | 6.9756 | 2242.1553 | 10.4756 | 3367.1463
129 |  |  | 2" Dia Cold Water Pipe | 51 | LF | 5% | 53.55 | 3.8 | 203.49 | 0.132 | 7.0686 | 57.65 | 7.6098 | 407.5048 | 11.4098 | 610.9948
130 |  |  | 2-1/2" Dia Cold Water Pipe | 232.23 | LF | 5% | 243.8415 | 3.9 | 950.9819 | 0.136 | 33.1624 | 57.65 | 7.8404 | 1911.8149 | 11.7404 | 2862.7967
131 |  |  | 1/2" Dia Hot Water Return Pipe | 441.96 | LF | 5% | 464.058 | 3 | 1392.174 | 0.081 | 37.5887 | 57.65 | 4.6696 | 2166.9884 | 7.6696 | 3559.1624
132 |  |  | 3/8" Dia Hot Water Pipe | 30 | LF | 5% | 31.5 | 2.9 | 91.35 | 0.071 | 2.2365 | 57.65 | 4.0931 | 128.9342 | 6.9931 | 220.2842
133 |  |  | 1/2" Dia Hot Water Pipe | 50 | LF | 5% | 52.5 | 3 | 157.5 | 0.081 | 4.2525 | 57.65 | 4.6696 | 245.1566 | 7.6696 | 402.6566
134 |  |  | 3/4" Dia Hot Water Pipe | 215.27 | LF | 5% | 226.0335 | 3.12 | 705.2245 | 0.091 | 20.569 | 57.65 | 5.2462 | 1185.8056 | 8.3661 | 1891.0302
135 |  |  | 1" Dia Hot Water Pipe | 116.08 | LF | 5% | 121.884 | 3.25 | 396.123 | 0.101 | 12.3103 | 57.65 | 5.8227 | 709.6879 | 9.0726 | 1105.8109
136 |  |  | 1-1/4" Dia Hot Water Pipe | 232.98 | LF | 5% | 244.629 | 3.4 | 831.7386 | 0.111 | 27.1538 | 57.65 | 6.3991 | 1565.4177 | 9.7991 | 2397.1563
137 |  |  | 1-1/2" Dia Hot Water Pipe | 167.74 | LF | 5% | 176.127 | 3.5 | 616.4445 | 0.121 | 21.3114 | 57.65 | 6.9756 | 1228.6003 | 10.4756 | 1845.0448
138 |  |  | 1/2" Dia Trap Primer Pipe (TYPE K COPPER - ASSUMED) | 105 | LF | 5% | 110.25 | 3 | 330.75 | 0.081 | 8.9302 | 57.65 | 4.6696 | 514.8289 | 7.6696 | 845.5789
1/2" THICK FIBERGLASS PIPE INSULATION (ASSUMED)
139 |  |  | 3/8" Dia Cold Water Pipe | 35 | LF | 5% | 36.75 | 2.9 | 106.575 | 0.071 | 2.6092 | 57.65 | 4.0931 | 150.4233 | 6.9931 | 256.9983
140 |  |  | 1/2" Dia Cold Water Pipe | 205 | LF | 5% | 215.25 | 3 | 645.75 | 0.081 | 17.4352 | 57.65 | 4.6696 | 1005.1422 | 7.6696 | 1650.8922
141 |  |  | 3/4" Dia Cold Water Pipe | 397.54 | LF | 5% | 417.417 | 3.12 | 1302.341 | 0.091 | 37.9849 | 57.65 | 5.2462 | 2189.8322 | 8.3661 | 3492.1732
142 |  |  | 1" Dia Cold Water Pipe | 149.84 | LF | 5% | 157.332 | 3.25 | 511.329 | 0.101 | 15.8905 | 57.65 | 5.8227 | 916.0892 | 9.0726 | 1427.4182
143 |  |  | 1-1/4" Dia Cold Water Pipe | 71.84 | LF | 5% | 75.432 | 3.4 | 256.4688 | 0.111 | 8.373 | 57.65 | 6.3991 | 482.7007 | 9.7991 | 739.1695
144 |  |  | 1-1/2" Dia Cold Water Pipe | 306.12 | LF | 5% | 321.426 | 3.5 | 1124.991 | 0.121 | 38.8925 | 57.65 | 6.9756 | 2242.1553 | 10.4756 | 3367.1463
1" THICK FIBERGLASS PIPE INSULATION (ASSUMED)
145 |  |  | 2" Dia Cold Water Pipe | 51 | LF | 5% | 53.55 | 4.6 | 246.33 | 0.132 | 7.0686 | 57.65 | 7.6098 | 407.5048 | 12.2098 | 653.8348
146 |  |  | 2-1/2" Dia Cold Water Pipe | 232.23 | LF | 5% | 243.8415 | 4.7 | 1146.055 | 0.136 | 33.1624 | 57.65 | 7.8404 | 1911.8149 | 12.5404 | 3057.8699
147 |  |  | 1/2" Dia Hot Water Return Pipe | 441.96 | LF | 5% | 464.058 | 3.8 | 1763.4204 | 0.081 | 37.5887 | 57.65 | 4.6696 | 2166.9884 | 8.4696 | 3930.4088
148 |  |  | 3/8" Dia Hot Water Pipe | 30 | LF | 5% | 31.5 | 3.7 | 116.55 | 0.071 | 2.2365 | 57.65 | 4.0931 | 128.9342 | 7.7931 | 245.4842
149 |  |  | 1/2" Dia Hot Water Pipe | 50 | LF | 5% | 52.5 | 3.8 | 199.5 | 0.081 | 4.2525 | 57.65 | 4.6696 | 245.1566 | 8.4696 | 444.6566
150 |  |  | 3/4" Dia Hot Water Pipe | 215.27 | LF | 5% | 226.0335 | 3.92 | 886.0513 | 0.091 | 20.569 | 57.65 | 5.2462 | 1185.8056 | 9.1662 | 2071.857
1-1/2" THICK FIBERGLASS PIPE INSULATION (ASSUMED)
151 |  |  | 1" Dia Hot Water Pipe | 116.08 | LF | 5% | 121.884 | 4.55 | 554.5722 | 0.101 | 12.3103 | 57.65 | 5.8227 | 709.6879 | 10.3727 | 1264.2601
152 |  |  | 1-1/4" Dia Hot Water Pipe | 232.98 | LF | 5% | 244.629 | 4.7 | 1149.7563 | 0.111 | 27.1538 | 57.65 | 6.3991 | 1565.4177 | 11.0991 | 2715.174
153 |  |  | 1-1/2" Dia Hot Water Pipe | 167.74 | LF | 5% | 176.127 | 4.8 | 845.4096 | 0.121 | 21.3114 | 57.65 | 6.9756 | 1228.6003 | 11.7757 | 2074.0099
FITTINGS
154 |  |  | 1/2" Dia PEX Pipe 90 Deg Elbow | 96 | EA | 0% | 96 | 2.48 | 238.08 | 0.45 | 43.2 | 57.65 | 25.9425 | 2490.48 | 28.4225 | 2728.56
155 |  |  | 3/4" Dia PEX Pipe 90 Deg Elbow | 79 | EA | 0% | 79 | 6.5 | 513.5 | 0.46 | 36.34 | 57.65 | 26.519 | 2095.001 | 33.019 | 2608.501
156 |  |  | 1" Dia PEX Pipe 90 Deg Elbow | 18 | EA | 0% | 18 | 10.5 | 189 | 0.47 | 8.46 | 57.65 | 27.0955 | 487.719 | 37.5955 | 676.719
157 |  |  | 1-1/4" Dia PEX Pipe 90 Deg Elbow | 13 | EA | 0% | 13 | 13.5 | 175.5 | 0.48 | 6.24 | 57.65 | 27.672 | 359.736 | 41.172 | 535.236
158 |  |  | 1-1/2" Dia PEX Pipe 90 Deg Elbow | 40 | EA | 0% | 40 | 16.5 | 660 | 0.49 | 19.6 | 57.65 | 28.2485 | 1129.94 | 44.7485 | 1789.94
159 |  |  | 2-1/2" Dia PEX Pipe 90 Deg Elbow | 6 | EA | 0% | 6 | 22.5 | 135 | 0.5 | 3 | 57.65 | 28.825 | 172.95 | 51.325 | 307.95
160 |  |  | 1/2" Dia PEX Pipe Tee | 6 | EA | 0% | 6 | 4.49 | 26.94 | 0.43 | 2.58 | 57.65 | 24.7895 | 148.737 | 29.2795 | 175.677
161 |  |  | 3/4" / 1/2" Dia PEX Pipe Tee | 19 | EA | 0% | 19 | 7.75 | 147.25 | 0.44 | 8.36 | 57.65 | 25.366 | 481.954 | 33.116 | 629.204
162 |  |  | 3/4" Dia PEX Pipe Tee | 20 | EA | 0% | 20 | 13.25 | 265 | 0.45 | 9 | 57.65 | 25.9425 | 518.85 | 39.1925 | 783.85
163 |  |  | 1" / 1/2" Dia PEX Pipe Tee | 6 | EA | 0% | 6 | 15.9 | 95.4 | 0.46 | 2.76 | 57.65 | 26.519 | 159.114 | 42.419 | 254.514
164 |  |  | 1" / 3/4" Dia PEX Pipe Tee | 9 | EA | 0% | 9 | 18.2 | 163.8 | 0.47 | 4.23 | 57.65 | 27.0955 | 243.8595 | 45.2955 | 407.6595
165 |  |  | 1" Dia PEX Pipe Tee | 3 | EA | 0% | 3 | 21.2 | 63.6 | 0.48 | 1.44 | 57.65 | 27.672 | 83.016 | 48.872 | 146.616
166 |  |  | 1-1/4" / 1" Dia PEX Pipe Tee | 1 | EA | 0% | 1 | 23.8 | 23.8 | 0.49 | 0.49 | 57.65 | 28.2485 | 28.2485 | 52.0485 | 52.0485
167 |  |  | 1-1/4" / 3/4" Dia PEX Pipe Tee | 5 | EA | 0% | 5 | 28.5 | 142.5 | 0.5 | 2.5 | 57.65 | 28.825 | 144.125 | 57.325 | 286.625
168 |  |  | 1-1/2" / 1/2" Dia PEX Pipe Tee | 5 | EA | 0% | 5 | 32.1 | 160.5 | 0.51 | 2.55 | 57.65 | 29.4015 | 147.0075 | 61.5015 | 307.5075
169 |  |  | 1-1/2" / 3/4" Dia PEX Pipe Tee | 3 | EA | 0% | 3 | 34.4 | 103.2 | 0.52 | 1.56 | 57.65 | 29.978 | 89.934 | 64.378 | 193.134
170 |  |  | 1-1/2" / 1" Dia PEX Pipe Tee | 1 | EA | 0% | 1 | 38.6 | 38.6 | 0.53 | 0.53 | 57.65 | 30.5545 | 30.5545 | 69.1545 | 69.1545
171 |  |  | 1-1/2" / 1-1/4" Dia PEX Pipe Tee | 2 | EA | 0% | 2 | 45.2 | 90.4 | 0.54 | 1.08 | 57.65 | 31.131 | 62.262 | 76.331 | 152.662
172 |  |  | 1-1/2" Dia PEX Pipe Tee | 2 | EA | 0% | 2 | 50.2 | 100.4 | 0.55 | 1.1 | 57.65 | 31.7075 | 63.415 | 81.9075 | 163.815
173 |  |  | 2" / 3/4" Dia PEX Pipe Tee | 1 | EA | 0% | 1 | 58.1 | 58.1 | 0.56 | 0.56 | 57.65 | 32.284 | 32.284 | 90.384 | 90.384
174 |  |  | 2" / 1-1/4" Dia PEX Pipe Tee | 1 | EA | 0% | 1 | 64.2 | 64.2 | 0.57 | 0.57 | 57.65 | 32.8605 | 32.8605 | 97.0605 | 97.0605
175 |  |  | 2" / 1-1/2" Dia PEX Pipe Tee | 10 | EA | 0% | 10 | 70.2 | 702 | 0.58 | 5.8 | 57.65 | 33.437 | 334.37 | 103.637 | 1036.37
176 |  |  | 2" Dia PEX Pipe Tee | 2 | EA | 0% | 2 | 85.2 | 170.4 | 0.59 | 1.18 | 57.65 | 34.0135 | 68.027 | 119.2135 | 238.427
177 |  |  | 2-1/2" / 1/2" Dia PEX Pipe Tee | 1 | EA | 0% | 1 | 90.4 | 90.4 | 0.6 | 0.6 | 57.65 | 34.59 | 34.59 | 124.99 | 124.99
178 |  |  | 2-1/2" / 3/4" Dia PEX Pipe Tee | 2 | EA | 0% | 2 | 96.5 | 193 | 0.61 | 1.22 | 57.65 | 35.1665 | 70.333 | 131.6665 | 263.333
179 |  |  | 2-1/2" / 1-1/2" Dia PEX Pipe Tee | 1 | EA | 0% | 1 | 100 | 100 | 0.62 | 0.62 | 57.65 | 35.743 | 35.743 | 135.743 | 135.743
180 |  |  | 2-1/2" / 2" Dia PEX Pipe Tee | 1 | EA | 0% | 1 | 105 | 105 | 0.63 | 0.63 | 57.65 | 36.3195 | 36.3195 | 141.3195 | 141.3195
181 |  |  | 2-1/2" Dia PEX Pipe Tee | 3 | EA | 0% | 3 | 108 | 324 | 0.64 | 1.92 | 57.65 | 36.896 | 110.688 | 144.896 | 434.688
182 |  |  | 1/2" / 3/8" Dia PEX Pipe Reducer | 12 | EA | 0% | 12 | 2.23 | 26.76 | 0.35 | 4.2 | 57.65 | 20.1775 | 242.13 | 22.4075 | 268.89
183 |  |  | 3/4" / 1/2" Dia PEX Pipe Reducer | 10 | EA | 0% | 10 | 6.7 | 67 | 0.355 | 3.55 | 57.65 | 20.4657 | 204.6575 | 27.1657 | 271.6575
184 |  |  | 1" / 1/2" Dia PEX Pipe Reducer | 1 | EA | 0% | 1 | 11.2 | 11.2 | 0.36 | 0.36 | 57.65 | 20.754 | 20.754 | 31.954 | 31.954
185 |  |  | 1" / 3/4" Dia PEX Pipe Reducer | 7 | EA | 0% | 7 | 16.2 | 113.4 | 0.365 | 2.555 | 57.65 | 21.0422 | 147.2957 | 37.2422 | 260.6957
186 |  |  | 1-1/4" / 3/4" Dia PEX Pipe Reducer | 0 | EA | 0% | 0 | 22.3 | 0 | 0.37 | 0 | 57.65 | 21.3305 | 0 | 43.6305 | 0
187 |  |  | 1-1/4" / 1" Dia PEX Pipe Reducer | 3 | EA | 0% | 3 | 28.4 | 85.2 | 0.375 | 1.125 | 57.65 | 21.6187 | 64.8563 | 50.0187 | 150.0563
188 |  |  | 1-1/2" / 3/4" Dia PEX Pipe Reducer | 1 | EA | 0% | 1 | 35.9 | 35.9 | 0.38 | 0.38 | 57.65 | 21.907 | 21.907 | 57.807 | 57.807
189 |  |  | 1-1/2" / 1" Dia PEX Pipe Reducer | 2 | EA | 0% | 2 | 42.3 | 84.6 | 0.385 | 0.77 | 57.65 | 22.1953 | 44.3905 | 64.4952 | 128.9905
190 |  |  | 1-1/2" / 1-1/4" Dia PEX Pipe Reducer | 3 | EA | 0% | 3 | 48.6 | 145.8 | 0.39 | 1.17 | 57.65 | 22.4835 | 67.4505 | 71.0835 | 213.2505
191 |  |  | 2" / 1-1/4" Dia PEX Pipe Reducer | 1 | EA | 0% | 1 | 50.3 | 50.3 | 0.395 | 0.395 | 57.65 | 22.7718 | 22.7718 | 73.0717 | 73.0717
192 |  |  | 2" / 1-1/2" Dia PEX Pipe Reducer | 3 | EA | 0% | 3 | 55.2 | 165.6 | 0.4 | 1.2 | 57.65 | 23.06 | 69.18 | 78.26 | 234.78
193 |  |  | 2-1/2" / 1-1/2" Dia PEX Pipe Reducer | 2 | EA | 0% | 2 | 60 | 120 | 0.405 | 0.81 | 57.65 | 23.3483 | 46.6965 | 83.3482 | 166.6965
194 |  |  | 2-1/2" / 2" Dia PEX Pipe Reducer | 1 | EA | 0% | 1 | 63.77 | 63.77 | 0.41 | 0.41 | 57.65 | 23.6365 | 23.6365 | 87.4065 | 87.4065
CONDENSATE DRAIN PIPES
TYPE M COPPER PIPE ASTM B88, W/ FITTINGS B16.22 (ASSUMED)
195 |  |  | 3/4" Dia Condensate Drain Pipe | 58.6 | LF | 5% | 61.53 | 6.75 | 415.3275 | 0.105 | 6.4607 | 57.65 | 6.0533 | 372.4565 | 12.8033 | 787.784
196 |  |  | 3/4" Dia Condensate Drain Pipe | 744.72 | LF | 5% | 781.956 | 6.75 | 5278.203 | 0.105 | 82.1054 | 57.65 | 6.0533 | 4733.3752 | 12.8033 | 10011.5782
197 |  |  | 1" Dia Condensate Drain Pipe | 48.81 | LF | 5% | 51.2505 | 8.85 | 453.5669 | 0.118 | 6.0476 | 57.65 | 6.8027 | 348.6418 | 15.6527 | 802.2087
198 |  |  | 1" Dia Condensate Drain Pipe | 97.81 | LF | 5% | 102.7005 | 8.88 | 911.9804 | 0.118 | 12.1187 | 57.65 | 6.8027 | 698.6407 | 15.6827 | 1610.6211
199 |  |  | 1-1/4" Dia Condensate Drain Pipe | 8.36 | LF | 5% | 8.778 | 11.45 | 100.5081 | 0.138 | 1.2114 | 57.65 | 7.9557 | 69.8351 | 19.4057 | 170.3432
200 |  |  | 1-1/4" Dia Condensate Drain Pipe | 4.55 | LF | 5% | 4.7775 | 11.45 | 54.7024 | 0.138 | 0.65929 | 57.65 | 7.9557 | 38.0084 | 19.4057 | 92.7107
1/2" THICK FIBERGLASS PIPE INSULATION (ASSUMED)
201 |  |  | 3/4" Dia Condensate Drain Pipe | 58.6 | LF | 5% | 61.53 | 6.75 | 415.3275 | 0.105 | 6.4607 | 57.65 | 6.0533 | 372.4565 | 12.8033 | 787.784
202 |  |  | 1" Dia Condensate Drain Pipe | 48.81 | LF | 5% | 51.2505 | 8.85 | 453.5669 | 0.118 | 6.0476 | 57.65 | 6.8027 | 348.6418 | 15.6527 | 802.2087
203 |  |  | 1-1/4" Dia Condensate Drain Pipe | 8.36 | LF | 5% | 8.778 | 11.45 | 100.5081 | 0.138 | 1.2114 | 57.65 | 7.9557 | 69.8351 | 19.4057 | 170.3432
1/2" THICK FIBERGLASS PIPE INSULATION W/ WEATHER PROOF JACKET (ASSUMED)
204 |  |  | 3/4" Dia Condensate Drain Pipe | 744.72 | LF | 5% | 781.956 | 6.75 | 5278.203 | 0.105 | 82.1054 | 57.65 | 6.0533 | 4733.3752 | 12.8033 | 10011.5782
205 |  |  | 1" Dia Condensate Drain Pipe | 97.81 | LF | 5% | 102.7005 | 8.85 | 908.8994 | 0.118 | 12.1187 | 57.65 | 6.8027 | 698.6407 | 15.6527 | 1607.5401
206 |  |  | 1-1/4" Dia Condensate Drain Pipe | 4.55 | LF | 5% | 4.7775 | 11.45 | 54.7024 | 0.138 | 0.65929 | 57.65 | 7.9557 | 38.0084 | 19.4057 | 92.7107
FITTINGS
207 |  |  | 3/4" Dia Condensate Drain Pipe 90 Deg Elbow | 50 | EA | 0% | 50 | 1.65 | 82.5 | 0.44 | 22 | 57.65 | 25.366 | 1268.3 | 27.016 | 1350.8
208 |  |  | 1" Dia Condensate Drain Pipe 90 Deg Elbow | 8 | EA | 0% | 8 | 2.1 | 16.8 | 0.45 | 3.6 | 57.65 | 25.9425 | 207.54 | 28.0425 | 224.34
209 |  |  | 1-1/4" Dia Condensate Drain Pipe 90 Deg Elbow | 1 | EA | 0% | 1 | 6.65 | 6.65 | 0.465 | 0.465 | 57.65 | 26.8072 | 26.8072 | 33.4573 | 33.4573
210 |  |  | 3/4" Dia Condensate Drain Pipe Tee | 5 | EA | 0% | 5 | 8.5 | 42.5 | 0.47 | 2.35 | 57.65 | 27.0955 | 135.4775 | 35.5955 | 177.9775
211 |  |  | 1" / 3/4" Dia Condensate Drain Pipe Tee | 6 | EA | 0% | 6 | 9.9 | 59.4 | 0.475 | 2.85 | 57.65 | 27.3837 | 164.3025 | 37.2837 | 223.7025
212 |  |  | 1-1/4" / 3/4" Dia Condensate Drain Pipe Tee | 1 | EA | 0% | 1 | 10.2 | 10.2 | 0.48 | 0.48 | 57.65 | 27.672 | 27.672 | 37.872 | 37.872
213 |  |  | 1" / 3/4" Dia Condensate Drain Pipe Reducer | 3 | EA | 0% | 3 | 12.3 | 36.9 | 0.485 | 1.455 | 57.65 | 27.9602 | 83.8808 | 40.2602 | 120.7807
214 |  |  | 1-1/4" / 1" Dia Condensate Drain Pipe Reducer | 1 | EA | 0% | 1 | 12.9 | 12.9 | 0.49 | 0.49 | 57.65 | 28.2485 | 28.2485 | 41.1485 | 41.1485
ACCESSORIES
215 |  |  | 3/4" Dia P-Trap Assembly W/ Union | 17 | EA | 0% | 17 | 13.5 | 229.5 | 0.6 | 10.2 | 57.65 | 34.59 | 588.03 | 48.09 | 817.53
216 |  |  | 1" Dia P-Trap Assembly W/ Union | 1 | EA | 0% | 1 | 18.8 | 18.8 | 0.62 | 0.62 | 57.65 | 35.743 | 35.743 | 54.543 | 54.543
ACCESSORIES
217 |  |  | 2" Dia VTR | 2 | EA | 0% | 2 | 113 | 226 | 0.85 | 1.7 | 57.65 | 49.0025 | 98.005 | 162.0025 | 324.005
218 |  |  | 3" Dia VTR | 2 | EA | 0% | 2 | 126 | 252 | 0.95 | 1.9 | 57.65 | 54.7675 | 109.535 | 180.7675 | 361.535
219 |  |  | 4" Dia VTR | 1 | EA | 0% | 1 | 165 | 165 | 1 | 1 | 57.65 | 57.65 | 57.65 | 222.65 | 222.65
220 |  |  | 2" Dia P-TRAP | 40 | EA | 0% | 40 | 23 | 920 | 0.64 | 25.6 | 57.65 | 36.896 | 1475.84 | 59.896 | 2395.84
221 |  |  | 3" Dia P-TRAP | 8 | EA | 0% | 8 | 30.5 | 244 | 0.66 | 5.28 | 57.65 | 38.049 | 304.392 | 68.549 | 548.392
222 |  |  | 1-1/2" Dia Union | 2 | EA | 0% | 2 | 16.49 | 32.98 | 0.4 | 0.8 | 57.65 | 23.06 | 46.12 | 39.55 | 79.1
223 |  |  | 1/2" Dia Mixing Valve | 25 | EA | 0% | 25 | 98.05 | 2451.25 | 0.85 | 21.25 | 57.65 | 49.0025 | 1225.0625 | 147.0525 | 3676.3125
224 |  |  | 1/2" Dia Shut-Off Valve | 3 | EA | 0% | 3 | 30.2 | 90.6 | 0.62 | 1.86 | 57.65 | 35.743 | 107.229 | 65.943 | 197.829
225 |  |  | 3/4" Dia Shut-Off Valve | 17 | EA | 0% | 17 | 35.2 | 598.4 | 0.65 | 11.05 | 57.65 | 37.4725 | 637.0325 | 72.6725 | 1235.4325
226 |  |  | 1" Dia Shut-Off Valve | 5 | EA | 0% | 5 | 46.6667 | 233.3333 | 0.68 | 3.4 | 57.65 | 39.202 | 196.01 | 85.8687 | 429.3433
227 |  |  | 1-1/2" Dia Shut-Off Valve | 2 | EA | 0% | 2 | 65.5 | 131 | 0.71 | 1.42 | 57.65 | 40.9315 | 81.863 | 106.4315 | 212.863
228 |  |  | 2" Dia Shut-Off Valve | 2 | EA | 0% | 2 | 69.5 | 139 | 0.72 | 1.44 | 57.65 | 41.508 | 83.016 | 111.008 | 222.016
229 |  |  | 1/2" Dia Balancing Valve Assembly | 6 | EA | 0% | 6 | 156.97 | 941.82 | 1.2 | 7.2 | 57.65 | 69.18 | 415.08 | 226.15 | 1356.9
230 |  |  | 1-1/2" Dia Normally Closed Bypass Valve | 1 | EA | 0% | 1 | 101 | 101 | 1.15 | 1.15 | 57.65 | 66.2975 | 66.2975 | 167.2975 | 167.2975
231 |  |  | 1/2" Dia Trap Primer, ASSE 1018 COMPLIANT, W/ 12"x12" Access Panel | 8 | EA | 0% | 8 | 165 | 1320 | 1.35 | 10.8 | 57.65 | 77.8275 | 622.62 | 242.8275 | 1942.62
232 |  |  | 2" Dia WCO, WALL CLEANOUT | 15 | EA | 0% | 15 | 185 | 2775 | 1.15 | 17.25 | 57.65 | 66.2975 | 994.4625 | 251.2975 | 3769.4625
233 |  |  | 3" Dia WCO, WALL CLEANOUT | 10 | EA | 0% | 10 | 266 | 2660 | 1.4 | 14 | 57.65 | 80.71 | 807.1 | 346.71 | 3467.1
234 |  |  | 3" Dia FCO, FLOOR CLEANOUT | 6 | EA | 0% | 6 | 310 | 1860 | 1.45 | 8.7 | 57.65 | 83.5925 | 501.555 | 393.5925 | 2361.555
235 |  |  | 4" Dia FCO, FLOOR CLEANOUT | 5 | EA | 0% | 5 | 355 | 1775 | 1.5 | 7.5 | 57.65 | 86.475 | 432.375 | 441.475 | 2207.375
EQUIPMENTS
236 |  |  | WH-1, GAS-FIRED WATER HEATER, BRADFORD WHITE EF120T5003NA, 119.0 GAL, WEIGHT 2128 LB, PROVIDE ASSE 1017 COMPLIANT MIXING VALVE; POWERS SERIES LFSH OR EQUAL | 1 | EA | 0% | 1 | 29676 | 29676 | 10.5 | 10.5 | 57.65 | 605.325 | 605.325 | 30281.325 | 30281.325
237 |  |  | WH-2, GAS-FIRED WATER HEATER, BRADFORD WHITE EF120T5003NA, 119.0 GAL, WEIGHT 2128 LB, PROVIDE ASSE 1017 COMPLIANT MIXING VALVE; POWERS SERIES LFSH OR EQUAL | 1 | EA | 0% | 1 | 29676 | 29676 | 10.5 | 10.5 | 57.65 | 605.325 | 605.325 | 30281.325 | 30281.325
238 |  |  | CP-1, DOMESTIC CIRCULATING PUMP, INLINE, TACO 009-SF5-IFC, 7.5 HEAD FT, 10 LB WEIGHT. | 1 | EA | 0% | 1 | 831.41 | 831.41 | 3.5 | 3.5 | 57.65 | 201.775 | 201.775 | 1033.185 | 1033.185
239 |  |  | CP-2, DOMESTIC CIRCULATING PUMP, INLINE, TACO 009-SF5-IFC, 7.5 HEAD FT, 10 LB WEIGHT. | 1 | EA | 0% | 1 | 831.41 | 831.41 | 3.5 | 3.5 | 57.65 | 201.775 | 201.775 | 1033.185 | 1033.185
240 |  |  | DBP-1, DOMESTIC BOOSTER PUMP, GOULDS WATER TECHNOLOGY AQUABOOST VS 2B204A-VS BOOSTER PUMP PACKAGE DUPLEX 100 GPM 30 PSI, 2 MOTOR, WEIGHT 335 LB. | 1 | EA | 0% | 1 | 21500 | 21500 | 8.5 | 8.5 | 57.65 | 490.025 | 490.025 | 21990.025 | 21990.025
241 |  |  | DET-1, DOMESTIC EXPANSION TANK, AMTROL ST-12C DOM. WATER FIXED DIAPHRAM INLINE 6.4 gal 0.50 3.2 gal 100 psi 55 psi 12" 18" Yes 70 lb | 1 | EA | 0% | 1 | 1752.36 | 1752.36 | 3.5 | 3.5 | 57.65 | 201.775 | 201.775 | 1954.135 | 1954.135
242 |  |  | DET-2, DOMESTIC EXPANSION TANK, AMTROL ST-12C DOM. WATER FIXED DIAPHRAM INLINE 6.4 gal 0.50 3.2 gal 100 psi 55 psi 12" 18" Yes 70 lb | 1 | EA | 0% | 1 | 1752.36 | 1752.36 | 3.5 | 3.5 | 57.65 | 201.775 | 201.775 | 1954.135 | 1954.135
WATER HEATER DETAIL
243 |  |  | Aquastat | 2 | EA | 0% | 2 | 273.82 | 547.64 | 2.5 | 5 | 57.65 | 144.125 | 288.25 | 417.945 | 835.89
244 |  |  | 1/2" Dia Union | 4 | EA | 0% | 4 | 11.38 | 45.52 | 0.6 | 2.4 | 57.65 | 34.59 | 138.36 | 45.97 | 183.88
245 |  |  | 1-1/2" Dia Union | 4 | EA | 0% | 4 | 23.5 | 94 | 0.62 | 2.48 | 57.65 | 35.743 | 142.972 | 59.243 | 236.972
246 |  |  | 2"x20 Gauge Straps | 4 | EA | 0% | 4 | 25.5 | 102 | 0.55 | 2.2 | 57.65 | 31.7075 | 126.83 | 57.2075 | 228.83
247 |  |  | #12-14 Tek Per Strap | 8 | EA | 0% | 8 | 17.59 | 140.72 | 0.58 | 4.64 | 57.65 | 33.437 | 267.496 | 51.027 | 408.216
248 |  |  | 3/4" Dia Drain Valve | 2 | EA | 0% | 2 | 19.622 | 39.244 | 0.58 | 1.16 | 57.65 | 33.437 | 66.874 | 53.059 | 106.118
249 |  |  | 1/2" Dia Check Valve | 2 | EA | 0% | 2 | 40.25 | 80.5 | 0.64 | 1.28 | 57.65 | 36.896 | 73.792 | 77.146 | 154.292
250 |  |  | 1-1/2" Dia Check Valve | 2 | EA | 0% | 2 | 85.5 | 171 | 0.66 | 1.32 | 57.65 | 38.049 | 76.098 | 123.549 | 247.098
251 |  |  | 1/2" Dia Shut-Off Valve | 4 | EA | 0% | 4 | 30.2 | 120.8 | 0.62 | 2.48 | 57.65 | 35.743 | 142.972 | 65.943 | 263.772
252 |  |  | 1-1/2" Dia Shut-Off Valve | 6 | EA | 0% | 6 | 65.5 | 393 | 0.71 | 4.26 | 57.65 | 40.9315 | 245.589 | 106.4315 | 638.589
253 |  |  | 1/2" Dia Balancing Valve | 1 | EA | 0% | 1 | 156.97 | 156.97 | 0.75 | 0.75 | 57.65 | 43.2375 | 43.2375 | 200.2075 | 200.2075
254 |  |  | 3/4" Dia T&P Relief Valve | 2 | EA | 0% | 2 | 72.45 | 144.9 | 0.78 | 1.56 | 57.65 | 44.967 | 89.934 | 117.417 | 234.834
255 |  |  | Housekeeping Pad | 2 | EA | 0% | 2 | 108 | 216 | 1.2 | 2.4 | 57.65 | 69.18 | 138.36 | 177.18 | 354.36
256 |  |  | High Steel Ring 3" On Mounting Water Heater | 2 | EA | 0% | 2 | 99.99 | 199.98 | 0.6 | 1.2 | 57.65 | 34.59 | 69.18 | 134.58 | 269.16
257 |  |  | Rigid Insulation 6"X12", Use PL300 To Glue Insulation To Wall | 2 | EA | 0% | 2 | 61 | 122 | 0.9 | 1.8 | 57.65 | 51.885 | 103.77 | 112.885 | 225.77
BOOSTER PUMP DETAIL
258 |  |  | Concrete Pad | 1 | EA | 0% | 1 | 250 | 250 | 2.5 | 2.5 | 57.65 | 144.125 | 144.125 | 394.125 | 394.125
259 |  |  | Pressure Gauge | 2 | EA | 0% | 2 | 88 | 176 | 0.85 | 1.7 | 57.65 | 49.0025 | 98.005 | 137.0025 | 274.005
260 |  |  | 2-1/2" Dia Union | 2 | EA | 0% | 2 | 28.5 | 57 | 0.35 | 0.7 | 57.65 | 20.1775 | 40.355 | 48.6775 | 97.355
261 |  |  | 2-1/2" Dia Strainer | 1 | EA | 0% | 1 | 112.7 | 112.7 | 0.4 | 0.4 | 57.65 | 23.06 | 23.06 | 135.76 | 135.76
262 |  |  | 2-1/2" Dia Check Valve | 1 | EA | 0% | 1 | 112 | 112 | 0.42 | 0.42 | 57.65 | 24.213 | 24.213 | 136.213 | 136.213
263 |  |  | 2-1/2" Dia Shut-Off Valve | 2 | EA | 0% | 2 | 101 | 202 | 0.71 | 1.42 | 57.65 | 40.9315 | 81.863 | 141.9315 | 283.863
264 |  |  | 2-1/2" Dia Flexible Connector | 2 | EA | 0% | 2 | 25.5 | 51 | 0.35 | 0.7 | 57.65 | 20.1775 | 40.355 | 45.6775 | 91.355
FIXTURES
265 |  |  | 1/2" Dia HB-1, HOSE BIBB ZURN Z1341XL-P34 | 1 | EA | 0% | 1 | 125 | 125 | 1.85 | 1.85 | 57.65 | 106.6525 | 106.6525 | 231.6525 | 231.6525
266 |  |  | 3/4" Dia HB-1, HOSE BIBB ZURN Z1341XL-P34 | 3 | EA | 0% | 3 | 125 | 375 | 1.85 | 5.55 | 57.65 | 106.6525 | 319.9575 | 231.6525 | 694.9575
267 |  |  | 3/4" Dia RH-1, ROOF HYDRANT ZURN Z1388XL-VB | 2 | EA | 0% | 2 | 1799 | 3598 | 3.2 | 6.4 | 57.65 | 184.48 | 368.96 | 1983.48 | 3966.96
268 |  |  | OB-3, YANGA WATER OUTLET BOX SIOUX CHIEF 696-R2313MF ABS PLASTIC WHITE | 1 | EA | 0% | 1 | 94.51 | 94.51 | 1.38 | 1.38 | 57.65 | 79.557 | 79.557 | 174.067 | 174.067
269 |  |  | WS-1, WATER SOFTENER, WATTS PWS1512E11, 23.0 GPM 15.0 psi 0.5 1 1/2" 1 1/2" 320 lb | 1 | EA | 0% | 1 | 4544.89 | 4544.89 | 4.5 | 4.5 | 57.65 | 259.425 | 259.425 | 4804.315 | 4804.315
270 |  |  | DF-2, DRINKING FOUNTAIN ELKAY LZSTLDDLC GALVANIZED STEEL STAINLESS STEEL CABINET. | 1 | EA | 0% | 1 | 2015 | 2015 | 5.35 | 5.35 | 57.65 | 308.4275 | 308.4275 | 2323.4275 | 2323.4275
271 |  |  | LV-2B, LAVATORY BASIN SOPHSTONE SLANT (ST) STONE COMPOSITE ASH SEE LV-2F SEE LV-2F | 4 | EA | 0% | 4 | 3058.2 | 12232.8 | 5.15 | 20.6 | 57.65 | 296.8975 | 1187.59 | 3355.0975 | 13420.39
272 |  |  | LV-2F, LAVATORY FAUCET DYSON WD04 (247959-01) SEE LV-2B SEE LV-2B ELECTRONIC | 8 | EA | 0% | 8 | 1949.99 | 15599.92 | 5.15 | 41.2 | 57.65 | 296.8975 | 2375.18 | 2246.8875 | 17975.1
273 |  |  | SH-1, SHOWER HEAD SYMMONS 432SH-1.5 SYMMONS S-3500-CYL-B-TRM MANUAL | 8 | EA | 0% | 8 | 380 | 3040 | 2.85 | 22.8 | 57.65 | 164.3025 | 1314.42 | 544.3025 | 4354.42
274 |  |  | SH-2, SHOWER SYSTEM - ADA SYMMONS H35-36-1.5 SYMMONS S-3500-CYL-B-TRM MANUAL | 2 | EA | 0% | 2 | 1485 | 2970 | 6.12 | 12.24 | 57.65 | 352.818 | 705.636 | 1837.818 | 3675.636
275 |  |  | S-1, SINGLE BOWL SINK ELKAY CDKAD251765 STAINLESS STEEL STAINLESS STEEL DELTA 9192T-DST MANUAL | 2 | EA | 0% | 2 | 2012 | 4024 | 3.95 | 7.9 | 57.65 | 227.7175 | 455.435 | 2239.7175 | 4479.435
276 |  |  | S-2B, 4-COMPARTMENT SINK ADVANCE TABCO FC43-1818-18RL STAINLESS STEEL STAINLESS STEEL SEE S-2F SEE S-2F | 1 | EA | 0% | 1 | 3061.8 | 3061.8 | 4.65 | 4.65 | 57.65 | 268.0725 | 268.0725 | 3329.8725 | 3329.8725
277 |  |  | EWC-1, WATER COOLER - ADA ELKAY LZSTL8WSLK GALVANIZED STEEL STAINLESS STEEL CABINET. | 2 | EA | 0% | 2 | 2937.5 | 5875 | 5.85 | 11.7 | 57.65 | 337.2525 | 674.505 | 3274.7525 | 6549.505
278 |  |  | HS-1, HAND SINK REGENCY 600HSI7AUTO STAINLESS STEEL STAINLESS STEEL REGENCY INCLUDED MANUAL. | 1 | EA | 0% | 1 | 950 | 950 | 3.85 | 3.85 | 57.65 | 221.9525 | 221.9525 | 1171.9525 | 1171.9525
279 |  |  | JS-1, JANITOR SINK ZURN Z1996-24 HIGH DENSITY COMPOSITE ZURN Z843M1-RC MANUAL | 5 | EA | 0% | 5 | 248.67 | 1243.35 | 1.84 | 9.2 | 57.65 | 106.076 | 530.38 | 354.746 | 1773.73
280 |  |  | LV-1, LAVATORY - WALL HUNG - ADA AMERICAN STANDARD 355.012 WHITE VITREOUS CHINA WHITE SYMMONS SLS-7000 METERING | 2 | EA | 0% | 2 | 1050 | 2100 | 5.15 | 10.3 | 57.65 | 296.8975 | 593.795 | 1346.8975 | 2693.795
281 |  |  | OB-1, ICE MAKER OUTLET BOX OATEY 38628 HIGH IMPACT POLYSTRENE WHITE | 2 | EA | 0% | 2 | 450 | 900 | 2.25 | 4.5 | 57.65 | 129.7125 | 259.425 | 579.7125 | 1159.425
282 |  |  | S-2F, 4-COMPARTMENT SINK FAUCET COMPONENT HARDWARE TLL13-8112-SE1Z STAINLESS STEEL STAINLESS STEEL SEE S-2B SEE S-2B MANUAL | 2 | EA | 0% | 2 | 165 | 330 | 1.25 | 2.5 | 57.65 | 72.0625 | 144.125 | 237.0625 | 474.125
283 |  |  | UR-1A, URINAL TOTO UT105UG WHITE VITREOUS CHINA WHITE TOTO TEU1UA12#CP SENSOR | 4 | EA | 0% | 4 | 858 | 3432 | 4.89 | 19.56 | 57.65 | 281.9085 | 1127.634 | 1139.9085 | 4559.634
284 |  |  | WB-1, WASHING MACHINE OUTLET BOX IPS 82158 ABS PLASTIC WHITE | 1 | EA | 0% | 1 | 485 | 485 | 2.85 | 2.85 | 57.65 | 164.3025 | 164.3025 | 649.3025 | 649.3025
285 |  |  | WC-1A, WATER CLOSET - FLOOR - FLUSH VALVE - ADA TOTO CT705UN(G) WHITE VITREOUS CHINA WHITE TOTO TET1LA32#CP-w SENSOR | 12 | EA | 0% | 12 | 1250 | 15000 | 5.5 | 66 | 57.65 | 317.075 | 3804.9 | 1567.075 | 18804.9
286 |  |  | WC-2, WATER CLOSET - FLOOR - TANK TYPE - ADA ZURN Z5555-K WHITE VITREOUS CHINA WHITE TANK TYPE | 1 | EA | 0% | 1 | 1325 | 1325 | 5.5 | 5.5 | 57.65 | 317.075 | 317.075 | 1642.075 | 1642.075
287 |  |  | WC-3, WATER CLOSET - FLOOR - TANK TYPE -10" RIM HEIGHT AMERICAN STANDARD 2315.228 WHITE VITREOUS CHINA WHITE TANK TYPE | 1 | EA | 0% | 1 | 1650 | 1650 | 5.5 | 5.5 | 57.65 | 317.075 | 317.075 | 1967.075 | 1967.075
288 |  |  | 2" Dia FD-1P, FLOOR DRAIN WATTS FD-100-A EPOXY COATED CAST IRON NICKEL BRONZE Yes EPOXY COATED CAST IRON FLOOR DRAIN WITH ANCHOR FLANGE, REVERSIBLE CLAMPING COLLAR WITH PRIMARY & SECONDARY WEEPHOLES, 8"Ø ADJUSTABLE ROUND HEEL PROOF NICKEL BRONZE STRAINER, AND NO HUB OUTLET | 8 | EA | 0% | 8 | 243.99 | 1951.92 | 1.35 | 10.8 | 57.65 | 77.8275 | 622.62 | 321.8175 | 2574.54
289 |  |  | 2" Dia FS-2, FLOOR SINK WATTS FS-740 EPOXY COATED CAST IRON ALUMINUM 12" SQUARE X 8" DEEP SANITARY FLOOR SINK WITH WHITE PORCELAIN ENAMEL COATED INTERIOR, LOOSE SET PORCELAIN ENAMEL COATED CAST IRON GRATE, ALUMINUM DOME BOTTOM STRAINER, AND NO HUB OUTLET | 1 | EA | 0% | 1 | 294.7 | 294.7 | 1.4 | 1.4 | 57.65 | 80.71 | 80.71 | 375.41 | 375.41
290 |  |  | 3" Dia FS-1, FLOOR SINK ZURN FS-750 EPOXY COATED CAST IRON ALUMINUM 16" SQUARE X 12" DEEP SANITARY FLOOR SINK WITH WHITE ACID RESISTANT PORCELAIN ENAMEL COATED INTERIOR, LOOSE SET PORCELAIN ENAMEL COATED CAST IRON GRATE, ALUMINUM DOME BOTTOM STRAINER, AND NO HUB OUTLET. | 1 | EA | 0% | 1 | 442.05 | 442.05 | 1.42 | 1.42 | 57.65 | 81.863 | 81.863 | 523.913 | 523.913
291 |  |  | 3" Dia TD-1, TRENCH DRAIN Specially Industries Slot Drain Systems 6000 SERIES POLYPROPYLENE 0.5% Pre-Sloped T316 SS 1/2" Slot Drain with 12 x 12 Catch Basins, Cleaning Paddle, Self-Flushing Water Connections, Run Type 12 or 102B, End Type-Open, End Cap, Flush Nipple | 1 | EA | 0% | 1 | 1725 | 1725 | 1.75 | 1.75 | 57.65 | 100.8875 | 100.8875 | 1825.8875 | 1825.8875
292 |  |  | 3" Dia TD-2, TRENCH DRAIN ZURN ZA880-300B-AZ ALUMINUM ALUMINUM 1.5 MODULAR, WIDE-REVEAL TRENCH DRAIN SYSTEM. VIERFY MODULE LENGTH WITH ARCHITECTURAL PRIOR TO ORDERING. | 6 | EA | 0% | 6 | 1725 | 10350 | 1.75 | 10.5 | 57.65 | 100.8875 | 605.325 | 1825.8875 | 10955.325
|  |  | GI-1, GREASE INTERSEPTOR, JR Smith 8035-B-H20-ARIO, HYDROMECHANICAL 35.0 GPM 216 lb, GREASE INTERCEPTOR SIZING: FOUR COMPARTMENT SINK= [4 BOWLS]x18"x18"x14" / [231] = 78.55 GAL. 78.55 GAL. x [0.75 FILL FACTOR] / [2 MINUTE DRAIN PERIOD] = 29.5 GPM **GREASE INTERCEPTOR INSTALLED BY SHELL CONTRACTOR, DATA SHOWN FOR INFORMATION ONLY** | 1 | EA
MISC
293 |  |  | Concrete Pad | 2 | EA | 0% | 2 | 250 | 500 | 2.5 | 5 | 57.65 | 144.125 | 288.25 | 394.125 | 788.25
294 |  |  | 1/2" Dia PVC Sleeve | 8 | EA | 0% | 8 | 22 | 176 | 0.45 | 3.6 | 57.65 | 25.9425 | 207.54 | 47.9425 | 383.54
295 |  |  | 3/4" Dia Polyvinyl Chloride Boot W/ Stainless Steel Adjustable Clamps | 2 | EA | 0% | 2 | 16.28 | 32.56 | 0.35 | 0.7 | 57.65 | 20.1775 | 40.355 | 36.4575 | 72.915
296 |  |  | TRENCHING & BACKFILLING | 145.7778 | CY | 0% | 145.7778 | 5 | 728.8889 | 0.54 | 78.72 | 57.65 | 31.131 | 4538.208 | 36.131 | 5267.0969
|  |  | SUBTOTAL | [13 empty] | 470944.5227
|  |  |  | TOTAL MATERIAL COST |  |  | 301949.6231 |  | TOTAL LABOR HOURS |  | 2931.3946 | TOTAL LABOR COST |  |  | 168994.8996
|  |  | TOTAL AMOUNT | [13 empty] | 524944.5227
|  |  | CONTIGENCIES (5%) | [9 empty] | 5% |  |  |  | 26247.2261
|  |  | OVERHEAD AND PROFIT (10%) | [9 empty] | 10% |  |  |  | 52494.4523
|  |  | TAX (8.5%) | [9 empty] | 10.5% |  |  |  | 55119.1749
|  |  | PERFORMANCE AND PAYMENT BONDS | [9 empty] | 1.5% |  |  |  | 7874.1678
|  |  | TOTAL BASEBID | [13 empty] | 666679.5438

## LABOR SHEET
| Labor Type | Labor Rate
Plumbing | Plum | 57.65
Wastage
Each/Count | EA | 0%
Linear Footage | LF | 5%
Square Footage | SF | 10%
Square Yard | SY | 10%
Cubic Yard | CY | 10%
Lumpsum | LS | 0%
Survery | Survey | 0%
Stair Riser | RISER | 0%
Blocks Count | BLOCKS | 0%
Bags of Pre-Mix Mortar | BAGS | 0%
Linear Footage of Wall | LF.Wall | 10%
Pounds | LBS | 10%
Pieces | PCs | 0%
Location | LOC | 0%
Bundle | Bundle | 10%
Rolls | ROLLS | 0%
Boxes | BOX | 0%
Holeses | Holes | 0%
Pieces | PC | 0%
Tubes | Tube | 0%
Gallons | GA | 0%
Square of Roofing | SQ | 10%
N/A | N/A | 0%